## Siemens PD Price List
Siemens Low Voltage Power Distribution Products Price List (India) - effective 1 Jul 2026
Prices in INR (Rs.) as printed in the Siemens list (L.P./M.R.P.). Enter Discount as % (e.g. 35%); Net Price = Price x (1 - Discount).
Sr. No. | Manufacturer | Category | Description | Key word | Rating 1 | Rating 2 | Rating 3 | Rating 4 | Rating 5 | Accessories | Stocked or Not stocked | Part code | Discount | Price | Net Price | Product Range / Series | Other Ratings / Specs | Suitable for (Accessories) | Std Pack | Remarks | Price List Page
1 | Siemens | ACB | SENTRON 3WA air circuit breakers - Standard breaking capacity Ics = 100% Icu Microprocessor based trip unit ETU600 with LSING protection | MDO ¦ I 630 Withdrawable design with Guide Frame / 3 Pole | Frame Size: I | Rated Current In (A): 630 | Version: Withdrawable design with Guide Frame / 3 Pole |  |  |  | Not stocked | 3WA1106-2AF32-0AA0 |  | Upon request |  | SENTRON 3WA |  |  | 1 |  | 7
2 | Siemens | ACB | SENTRON 3WA air circuit breakers - Standard breaking capacity Ics = 100% Icu Microprocessor based trip unit ETU600 with LSING protection | MDO ¦ I 630 Withdrawable design with Guide Frame / 4 Pole | Frame Size: I | Rated Current In (A): 630 | Version: Withdrawable design with Guide Frame / 4 Pole |  |  |  | Not stocked | 3WA1106-2AF42-0AA0 |  | Upon request |  | SENTRON 3WA |  |  | 1 |  | 7
3 | Siemens | ACB | SENTRON 3WA air circuit breakers - Standard breaking capacity Ics = 100% Icu Microprocessor based trip unit ETU600 with LSING protection | EDO ¦ I 630 Withdrawable design with Guide Frame / 3 Pole | Frame Size: I | Rated Current In (A): 630 | Version: Withdrawable design with Guide Frame / 3 Pole |  |  |  | Not stocked | 3WA1106-2AF32-4EA4 |  | Upon request |  | SENTRON 3WA |  |  | 1 |  | 7
4 | Siemens | ACB | SENTRON 3WA air circuit breakers - Standard breaking capacity Ics = 100% Icu Microprocessor based trip unit ETU600 with LSING protection | EDO ¦ I 630 Withdrawable design with Guide Frame / 4 Pole | Frame Size: I | Rated Current In (A): 630 | Version: Withdrawable design with Guide Frame / 4 Pole |  |  |  | Not stocked | 3WA1106-2AF42-4EA4 |  | Upon request |  | SENTRON 3WA |  |  | 1 |  | 7
5 | Siemens | ACB | SENTRON 3WA air circuit breakers - Standard breaking capacity Ics = 100% Icu Microprocessor based trip unit ETU600 with LSING protection | MDO ¦ I 800 Withdrawable design with Guide Frame / 3 Pole | Frame Size: I | Rated Current In (A): 800 | Version: Withdrawable design with Guide Frame / 3 Pole |  |  |  | Not stocked | 3WA1108-2AF32-0AA0 |  | Upon request |  | SENTRON 3WA |  |  | 1 |  | 7
6 | Siemens | ACB | SENTRON 3WA air circuit breakers - Standard breaking capacity Ics = 100% Icu Microprocessor based trip unit ETU600 with LSING protection | MDO ¦ I 800 Withdrawable design with Guide Frame / 4 Pole | Frame Size: I | Rated Current In (A): 800 | Version: Withdrawable design with Guide Frame / 4 Pole |  |  |  | Not stocked | 3WA1108-2AF42-0AA0 |  | Upon request |  | SENTRON 3WA |  |  | 1 |  | 7
7 | Siemens | ACB | SENTRON 3WA air circuit breakers - Standard breaking capacity Ics = 100% Icu Microprocessor based trip unit ETU600 with LSING protection | EDO ¦ I 800 Withdrawable design with Guide Frame / 3 Pole | Frame Size: I | Rated Current In (A): 800 | Version: Withdrawable design with Guide Frame / 3 Pole |  |  |  | Not stocked | 3WA1108-2AF32-4EA4 |  | Upon request |  | SENTRON 3WA |  |  | 1 |  | 7
8 | Siemens | ACB | SENTRON 3WA air circuit breakers - Standard breaking capacity Ics = 100% Icu Microprocessor based trip unit ETU600 with LSING protection | EDO ¦ I 800 Withdrawable design with Guide Frame / 4 Pole | Frame Size: I | Rated Current In (A): 800 | Version: Withdrawable design with Guide Frame / 4 Pole |  |  |  | Not stocked | 3WA1108-2AF42-4EA4 |  | Upon request |  | SENTRON 3WA |  |  | 1 |  | 7
9 | Siemens | ACB | SENTRON 3WA air circuit breakers - Standard breaking capacity Ics = 100% Icu Microprocessor based trip unit ETU600 with LSING protection | MDO ¦ I 1000 Withdrawable design with Guide Frame / 3 Pole | Frame Size: I | Rated Current In (A): 1000 | Version: Withdrawable design with Guide Frame / 3 Pole |  |  |  | Not stocked | 3WA1110-2AF32-0AA0 |  | Upon request |  | SENTRON 3WA |  |  | 1 |  | 7
10 | Siemens | ACB | SENTRON 3WA air circuit breakers - Standard breaking capacity Ics = 100% Icu Microprocessor based trip unit ETU600 with LSING protection | MDO ¦ I 1000 Withdrawable design with Guide Frame / 4 Pole | Frame Size: I | Rated Current In (A): 1000 | Version: Withdrawable design with Guide Frame / 4 Pole |  |  |  | Not stocked | 3WA1110-2AF42-0AA0 |  | Upon request |  | SENTRON 3WA |  |  | 1 |  | 7
11 | Siemens | ACB | SENTRON 3WA air circuit breakers - Standard breaking capacity Ics = 100% Icu Microprocessor based trip unit ETU600 with LSING protection | EDO ¦ I 1000 Withdrawable design with Guide Frame / 3 Pole | Frame Size: I | Rated Current In (A): 1000 | Version: Withdrawable design with Guide Frame / 3 Pole |  |  |  | Not stocked | 3WA1110-2AF32-4EA4 |  | Upon request |  | SENTRON 3WA |  |  | 1 |  | 7
12 | Siemens | ACB | SENTRON 3WA air circuit breakers - Standard breaking capacity Ics = 100% Icu Microprocessor based trip unit ETU600 with LSING protection | EDO ¦ I 1000 Withdrawable design with Guide Frame / 4 Pole | Frame Size: I | Rated Current In (A): 1000 | Version: Withdrawable design with Guide Frame / 4 Pole |  |  |  | Not stocked | 3WA1110-2AF42-4EA4 |  | Upon request |  | SENTRON 3WA |  |  | 1 |  | 7
13 | Siemens | ACB | SENTRON 3WA air circuit breakers - Standard breaking capacity Ics = 100% Icu Microprocessor based trip unit ETU600 with LSING protection | MDO ¦ I 1250 Withdrawable design with Guide Frame / 3 Pole | Frame Size: I | Rated Current In (A): 1250 | Version: Withdrawable design with Guide Frame / 3 Pole |  |  |  | Not stocked | 3WA1112-2AF32-0AA0 |  | Upon request |  | SENTRON 3WA |  |  | 1 |  | 7
14 | Siemens | ACB | SENTRON 3WA air circuit breakers - Standard breaking capacity Ics = 100% Icu Microprocessor based trip unit ETU600 with LSING protection | MDO ¦ I 1250 Withdrawable design with Guide Frame / 4 Pole | Frame Size: I | Rated Current In (A): 1250 | Version: Withdrawable design with Guide Frame / 4 Pole |  |  |  | Not stocked | 3WA1112-2AF42-0AA0 |  | Upon request |  | SENTRON 3WA |  |  | 1 |  | 7
15 | Siemens | ACB | SENTRON 3WA air circuit breakers - Standard breaking capacity Ics = 100% Icu Microprocessor based trip unit ETU600 with LSING protection | EDO ¦ I 1250 Withdrawable design with Guide Frame / 3 Pole | Frame Size: I | Rated Current In (A): 1250 | Version: Withdrawable design with Guide Frame / 3 Pole |  |  |  | Not stocked | 3WA1112-2AF32-4EA4 |  | Upon request |  | SENTRON 3WA |  |  | 1 |  | 7
16 | Siemens | ACB | SENTRON 3WA air circuit breakers - Standard breaking capacity Ics = 100% Icu Microprocessor based trip unit ETU600 with LSING protection | EDO ¦ I 1250 Withdrawable design with Guide Frame / 4 Pole | Frame Size: I | Rated Current In (A): 1250 | Version: Withdrawable design with Guide Frame / 4 Pole |  |  |  | Not stocked | 3WA1112-2AF42-4EA4 |  | Upon request |  | SENTRON 3WA |  |  | 1 |  | 7
17 | Siemens | ACB | SENTRON 3WA air circuit breakers - Standard breaking capacity Ics = 100% Icu Microprocessor based trip unit ETU600 with LSING protection | MDO ¦ I 1600 Withdrawable design with Guide Frame / 3 Pole | Frame Size: I | Rated Current In (A): 1600 | Version: Withdrawable design with Guide Frame / 3 Pole |  |  |  | Not stocked | 3WA1116-2AF32-0AA0 |  | Upon request |  | SENTRON 3WA |  |  | 1 |  | 7
18 | Siemens | ACB | SENTRON 3WA air circuit breakers - Standard breaking capacity Ics = 100% Icu Microprocessor based trip unit ETU600 with LSING protection | MDO ¦ I 1600 Withdrawable design with Guide Frame / 4 Pole | Frame Size: I | Rated Current In (A): 1600 | Version: Withdrawable design with Guide Frame / 4 Pole |  |  |  | Not stocked | 3WA1116-2AF42-0AA0 |  | Upon request |  | SENTRON 3WA |  |  | 1 |  | 7
19 | Siemens | ACB | SENTRON 3WA air circuit breakers - Standard breaking capacity Ics = 100% Icu Microprocessor based trip unit ETU600 with LSING protection | EDO ¦ I 1600 Withdrawable design with Guide Frame / 3 Pole | Frame Size: I | Rated Current In (A): 1600 | Version: Withdrawable design with Guide Frame / 3 Pole |  |  |  | Not stocked | 3WA1116-2AF32-4EA4 |  | Upon request |  | SENTRON 3WA |  |  | 1 |  | 7
20 | Siemens | ACB | SENTRON 3WA air circuit breakers - Standard breaking capacity Ics = 100% Icu Microprocessor based trip unit ETU600 with LSING protection | EDO ¦ I 1600 Withdrawable design with Guide Frame / 4 Pole | Frame Size: I | Rated Current In (A): 1600 | Version: Withdrawable design with Guide Frame / 4 Pole |  |  |  | Not stocked | 3WA1116-2AF42-4EA4 |  | Upon request |  | SENTRON 3WA |  |  | 1 |  | 7
21 | Siemens | ACB | SENTRON 3WA air circuit breakers - Standard breaking capacity Ics = 100% Icu Microprocessor based trip unit ETU600 with LSING protection | MDO ¦ II 2000 Withdrawable design with Guide Frame / 3 Pole | Frame Size: II | Rated Current In (A): 2000 | Version: Withdrawable design with Guide Frame / 3 Pole |  |  |  | Not stocked | 3WA1220-3AF32-0AA0 |  | Upon request |  | SENTRON 3WA |  |  | 1 |  | 7
22 | Siemens | ACB | SENTRON 3WA air circuit breakers - Standard breaking capacity Ics = 100% Icu Microprocessor based trip unit ETU600 with LSING protection | MDO ¦ II 2000 Withdrawable design with Guide Frame / 4 Pole | Frame Size: II | Rated Current In (A): 2000 | Version: Withdrawable design with Guide Frame / 4 Pole |  |  |  | Not stocked | 3WA1220-3AF42-0AA0 |  | Upon request |  | SENTRON 3WA |  |  | 1 |  | 7
23 | Siemens | ACB | SENTRON 3WA air circuit breakers - Standard breaking capacity Ics = 100% Icu Microprocessor based trip unit ETU600 with LSING protection | EDO ¦ II 2000 Withdrawable design with Guide Frame / 3 Pole | Frame Size: II | Rated Current In (A): 2000 | Version: Withdrawable design with Guide Frame / 3 Pole |  |  |  | Not stocked | 3WA1220-3AF32-4EA4 |  | Upon request |  | SENTRON 3WA |  |  | 1 |  | 7
24 | Siemens | ACB | SENTRON 3WA air circuit breakers - Standard breaking capacity Ics = 100% Icu Microprocessor based trip unit ETU600 with LSING protection | EDO ¦ II 2000 Withdrawable design with Guide Frame / 4 Pole | Frame Size: II | Rated Current In (A): 2000 | Version: Withdrawable design with Guide Frame / 4 Pole |  |  |  | Not stocked | 3WA1220-3AF42-4EA4 |  | Upon request |  | SENTRON 3WA |  |  | 1 |  | 7
25 | Siemens | ACB | SENTRON 3WA air circuit breakers - Standard breaking capacity Ics = 100% Icu Microprocessor based trip unit ETU600 with LSING protection | MDO ¦ II 2500 Withdrawable design with Guide Frame / 3 Pole | Frame Size: II | Rated Current In (A): 2500 | Version: Withdrawable design with Guide Frame / 3 Pole |  |  |  | Not stocked | 3WA1225-3AF32-0AA0 |  | Upon request |  | SENTRON 3WA |  |  | 1 |  | 7
26 | Siemens | ACB | SENTRON 3WA air circuit breakers - Standard breaking capacity Ics = 100% Icu Microprocessor based trip unit ETU600 with LSING protection | MDO ¦ II 2500 Withdrawable design with Guide Frame / 4 Pole | Frame Size: II | Rated Current In (A): 2500 | Version: Withdrawable design with Guide Frame / 4 Pole |  |  |  | Not stocked | 3WA1225-3AF42-0AA0 |  | Upon request |  | SENTRON 3WA |  |  | 1 |  | 7
27 | Siemens | ACB | SENTRON 3WA air circuit breakers - Standard breaking capacity Ics = 100% Icu Microprocessor based trip unit ETU600 with LSING protection | EDO ¦ II 2500 Withdrawable design with Guide Frame / 3 Pole | Frame Size: II | Rated Current In (A): 2500 | Version: Withdrawable design with Guide Frame / 3 Pole |  |  |  | Not stocked | 3WA1225-3AF32-4EA4 |  | Upon request |  | SENTRON 3WA |  |  | 1 |  | 7
28 | Siemens | ACB | SENTRON 3WA air circuit breakers - Standard breaking capacity Ics = 100% Icu Microprocessor based trip unit ETU600 with LSING protection | EDO ¦ II 2500 Withdrawable design with Guide Frame / 4 Pole | Frame Size: II | Rated Current In (A): 2500 | Version: Withdrawable design with Guide Frame / 4 Pole |  |  |  | Not stocked | 3WA1225-3AF42-4EA4 |  | Upon request |  | SENTRON 3WA |  |  | 1 |  | 7
29 | Siemens | ACB | SENTRON 3WA air circuit breakers - Standard breaking capacity Ics = 100% Icu Microprocessor based trip unit ETU600 with LSING protection | MDO ¦ II 3200 Withdrawable design with Guide Frame / 3 Pole | Frame Size: II | Rated Current In (A): 3200 | Version: Withdrawable design with Guide Frame / 3 Pole |  |  |  | Not stocked | 3WA1232-3AF32-0AA0 |  | Upon request |  | SENTRON 3WA |  |  | 1 |  | 7
30 | Siemens | ACB | SENTRON 3WA air circuit breakers - Standard breaking capacity Ics = 100% Icu Microprocessor based trip unit ETU600 with LSING protection | MDO ¦ II 3200 Withdrawable design with Guide Frame / 4 Pole | Frame Size: II | Rated Current In (A): 3200 | Version: Withdrawable design with Guide Frame / 4 Pole |  |  |  | Not stocked | 3WA1232-3AF42-0AA0 |  | Upon request |  | SENTRON 3WA |  |  | 1 |  | 7
31 | Siemens | ACB | SENTRON 3WA air circuit breakers - Standard breaking capacity Ics = 100% Icu Microprocessor based trip unit ETU600 with LSING protection | EDO ¦ II 3200 Withdrawable design with Guide Frame / 3 Pole | Frame Size: II | Rated Current In (A): 3200 | Version: Withdrawable design with Guide Frame / 3 Pole |  |  |  | Not stocked | 3WA1232-3AF32-4EA4 |  | Upon request |  | SENTRON 3WA |  |  | 1 |  | 7
32 | Siemens | ACB | SENTRON 3WA air circuit breakers - Standard breaking capacity Ics = 100% Icu Microprocessor based trip unit ETU600 with LSING protection | EDO ¦ II 3200 Withdrawable design with Guide Frame / 4 Pole | Frame Size: II | Rated Current In (A): 3200 | Version: Withdrawable design with Guide Frame / 4 Pole |  |  |  | Not stocked | 3WA1232-3AF42-4EA4 |  | Upon request |  | SENTRON 3WA |  |  | 1 |  | 7
33 | Siemens | ACB | SENTRON 3WA air circuit breakers - Standard breaking capacity Ics = 100% Icu Microprocessor based trip unit ETU600 with LSING protection | MDO ¦ II 4000 Withdrawable design with Guide Frame / 3 Pole | Frame Size: II | Rated Current In (A): 4000 | Version: Withdrawable design with Guide Frame / 3 Pole |  |  |  | Not stocked | 3WA1240-3AF31-0AA0 |  | Upon request |  | SENTRON 3WA |  |  | 1 |  | 7
34 | Siemens | ACB | SENTRON 3WA air circuit breakers - Standard breaking capacity Ics = 100% Icu Microprocessor based trip unit ETU600 with LSING protection | MDO ¦ II 4000 Withdrawable design with Guide Frame / 4 Pole | Frame Size: II | Rated Current In (A): 4000 | Version: Withdrawable design with Guide Frame / 4 Pole |  |  |  | Not stocked | 3WA1240-3AF41-0AA0 |  | Upon request |  | SENTRON 3WA |  |  | 1 |  | 7
35 | Siemens | ACB | SENTRON 3WA air circuit breakers - Standard breaking capacity Ics = 100% Icu Microprocessor based trip unit ETU600 with LSING protection | EDO ¦ II 4000 Withdrawable design with Guide Frame / 3 Pole | Frame Size: II | Rated Current In (A): 4000 | Version: Withdrawable design with Guide Frame / 3 Pole |  |  |  | Not stocked | 3WA1240-3AF31-4EA4 |  | Upon request |  | SENTRON 3WA |  |  | 1 |  | 7
36 | Siemens | ACB | SENTRON 3WA air circuit breakers - Standard breaking capacity Ics = 100% Icu Microprocessor based trip unit ETU600 with LSING protection | EDO ¦ II 4000 Withdrawable design with Guide Frame / 4 Pole | Frame Size: II | Rated Current In (A): 4000 | Version: Withdrawable design with Guide Frame / 4 Pole |  |  |  | Not stocked | 3WA1240-3AF41-4EA4 |  | Upon request |  | SENTRON 3WA |  |  | 1 |  | 7
37 | Siemens | ACB | SENTRON 3WA air circuit breakers - Standard breaking capacity Ics = 100% Icu Microprocessor based trip unit ETU600 with LSING protection | MDO ¦ III 5000 Withdrawable design with Guide Frame / 3 Pole | Frame Size: III | Rated Current In (A): 5000 | Version: Withdrawable design with Guide Frame / 3 Pole |  |  |  | Not stocked | 3WA1350-5AF32-0AA0 |  | 3887375 |  | SENTRON 3WA |  |  | 1 |  | 7
38 | Siemens | ACB | SENTRON 3WA air circuit breakers - Standard breaking capacity Ics = 100% Icu Microprocessor based trip unit ETU600 with LSING protection | MDO ¦ III 5000 Withdrawable design with Guide Frame / 4 Pole | Frame Size: III | Rated Current In (A): 5000 | Version: Withdrawable design with Guide Frame / 4 Pole |  |  |  | Not stocked | 3WA1350-5AF42-0AA0 |  | 4901095 |  | SENTRON 3WA |  |  | 1 |  | 7
39 | Siemens | ACB | SENTRON 3WA air circuit breakers - Standard breaking capacity Ics = 100% Icu Microprocessor based trip unit ETU600 with LSING protection | EDO ¦ III 5000 Withdrawable design with Guide Frame / 3 Pole | Frame Size: III | Rated Current In (A): 5000 | Version: Withdrawable design with Guide Frame / 3 Pole |  |  |  | Not stocked | 3WA1350-5AF32-4EA4 |  | 4129880 |  | SENTRON 3WA |  |  | 1 |  | 7
40 | Siemens | ACB | SENTRON 3WA air circuit breakers - Standard breaking capacity Ics = 100% Icu Microprocessor based trip unit ETU600 with LSING protection | EDO ¦ III 5000 Withdrawable design with Guide Frame / 4 Pole | Frame Size: III | Rated Current In (A): 5000 | Version: Withdrawable design with Guide Frame / 4 Pole |  |  |  | Not stocked | 3WA1350-5AF42-4EA4 |  | 5143600 |  | SENTRON 3WA |  |  | 1 |  | 7
41 | Siemens | ACB | SENTRON 3WA air circuit breakers - Standard breaking capacity Ics = 100% Icu Microprocessor based trip unit ETU600 with LSING protection | MDO ¦ III 6300 Withdrawable design with Guide Frame / 3 Pole | Frame Size: III | Rated Current In (A): 6300 | Version: Withdrawable design with Guide Frame / 3 Pole |  |  |  | Not stocked | 3WA1363-5AF31-0AA0 |  | 5186390 |  | SENTRON 3WA |  |  | 1 |  | 7
42 | Siemens | ACB | SENTRON 3WA air circuit breakers - Standard breaking capacity Ics = 100% Icu Microprocessor based trip unit ETU600 with LSING protection | MDO ¦ III 6300 Withdrawable design with Guide Frame / 4 Pole | Frame Size: III | Rated Current In (A): 6300 | Version: Withdrawable design with Guide Frame / 4 Pole |  |  |  | Not stocked | 3WA1363-5AF41-0AA0 |  | 6487710 |  | SENTRON 3WA |  |  | 1 |  | 7
43 | Siemens | ACB | SENTRON 3WA air circuit breakers - Standard breaking capacity Ics = 100% Icu Microprocessor based trip unit ETU600 with LSING protection | EDO ¦ III 6300 Withdrawable design with Guide Frame / 3 Pole | Frame Size: III | Rated Current In (A): 6300 | Version: Withdrawable design with Guide Frame / 3 Pole |  |  |  | Not stocked | 3WA1363-5AF31-4EA4 |  | 5428895 |  | SENTRON 3WA |  |  | 1 |  | 7
44 | Siemens | ACB | SENTRON 3WA air circuit breakers - Standard breaking capacity Ics = 100% Icu Microprocessor based trip unit ETU600 with LSING protection | EDO ¦ III 6300 Withdrawable design with Guide Frame / 4 Pole | Frame Size: III | Rated Current In (A): 6300 | Version: Withdrawable design with Guide Frame / 4 Pole |  |  |  | Not stocked | 3WA1363-5AF41-4EA4 |  | 6730215 |  | SENTRON 3WA |  |  | 1 |  | 7
45 | Siemens | ACB Accessories | SENTRON 3WA air circuit breakers - ACB: SENTRON 3WA | Shunt Release or Closing Coil Suitable for continuous operation ¦ 24-30 | DC V: 24-30 |  |  |  |  | Shunt Release or Closing Coil Suitable for continuous operation | Not stocked | 3WA9111-0AD02 |  | 38600 |  | SENTRON 3WA |  |  | 1 |  | 7
46 | Siemens | ACB Accessories | SENTRON 3WA air circuit breakers - ACB: SENTRON 3WA | Shunt Release or Closing Coil Suitable for continuous operation ¦ 110-127 110-125 | AC 50/60Hz V: 110-127 | DC V: 110-125 |  |  |  | Shunt Release or Closing Coil Suitable for continuous operation | Not stocked | 3WA9111-0AD05 |  | 38600 |  | SENTRON 3WA |  |  | 1 |  | 7
47 | Siemens | ACB Accessories | SENTRON 3WA air circuit breakers - ACB: SENTRON 3WA | Shunt Release or Closing Coil Suitable for continuous operation ¦ 208-240 220-250 | AC 50/60Hz V: 208-240 | DC V: 220-250 |  |  |  | Shunt Release or Closing Coil Suitable for continuous operation | Not stocked | 3WA9111-0AD06 |  | 38600 |  | SENTRON 3WA |  |  | 1 |  | 7
48 | Siemens | ACB Accessories | SENTRON 3WA air circuit breakers - ACB: SENTRON 3WA | Under Voltage Release (Instantaneous) ¦ 380-415 | AC 50/60Hz V: 380-415 |  |  |  |  | Under Voltage Release (Instantaneous) | Not stocked | 3WA9111-0AE07 |  | 42665 |  | SENTRON 3WA |  |  | 1 |  | 7
49 | Siemens | ACB Accessories | SENTRON 3WA air circuit breakers - ACB: SENTRON 3WA | Motorised Operating Mechanism ¦ 24-30 | DC V: 24-30 |  |  |  |  | Motorised Operating Mechanism | Not stocked | 3WA9111-0AF02 |  | 213390 |  | SENTRON 3WA |  |  | 1 |  | 7
50 | Siemens | ACB Accessories | SENTRON 3WA air circuit breakers - ACB: SENTRON 3WA | Motorised Operating Mechanism ¦ 110-127 110-125 | AC 50/60Hz V: 110-127 | DC V: 110-125 |  |  |  | Motorised Operating Mechanism | Not stocked | 3WA9111-0AF05 |  | 213390 |  | SENTRON 3WA |  |  | 1 |  | 7
51 | Siemens | ACB Accessories | SENTRON 3WA air circuit breakers - ACB: SENTRON 3WA | Motorised Operating Mechanism ¦ 208-240 220-250 | AC 50/60Hz V: 208-240 | DC V: 220-250 |  |  |  | Motorised Operating Mechanism | Not stocked | 3WA9111-0AF06 |  | 213390 |  | SENTRON 3WA |  |  | 1 |  | 7
52 | Siemens | ACB | SENTRON 3WA air circuit breakers - ACB: SENTRON 3WA | Castell Lock | [6 empty] | Not stocked | 3WX3663-6JEL_ |  | 10880 |  | SENTRON 3WA |  |  | 1 | Replace _ in part code as per footnote on the same price list page | 7
53 | Siemens | ACB | SENTRON 3WLPlus air circuit breakers - Manually operated ACB Microprocessor based trip unit ETU45B LSIN protection (Overload and short circuit protection) | I 630 Withdrawable design with Guide Frame / 3 Pole | Frame Size: I | Rated Current In (A): 630 | Variant: Withdrawable design with Guide Frame / 3 Pole |  |  |  | Not stocked | 3WL1106…. |  | Upon request |  | SENTRON 3WL Plus |  |  | 1 | Replace .. in part code with the coil voltage code from the same price list page | 8
54 | Siemens | ACB | SENTRON 3WLPlus air circuit breakers - Manually operated ACB Microprocessor based trip unit ETU45B LSIN protection (Overload and short circuit protection) | I 630 Withdrawable design with Guide Frame / 4 Pole | Frame Size: I | Rated Current In (A): 630 | Variant: Withdrawable design with Guide Frame / 4 Pole |  |  |  | Not stocked | 3WL1106…. |  | Upon request |  | SENTRON 3WL Plus |  |  | 1 | Replace .. in part code with the coil voltage code from the same price list page | 8
55 | Siemens | ACB | SENTRON 3WLPlus air circuit breakers - Manually operated ACB Microprocessor based trip unit ETU45B LSIN protection (Overload and short circuit protection) | I 630 Fixed mounted design / 3 Pole | Frame Size: I | Rated Current In (A): 630 | Variant: Fixed mounted design / 3 Pole |  |  |  | Not stocked | 3WL1106…. |  | Upon request |  | SENTRON 3WL Plus |  |  | 1 | Replace .. in part code with the coil voltage code from the same price list page | 8
56 | Siemens | ACB | SENTRON 3WLPlus air circuit breakers - Manually operated ACB Microprocessor based trip unit ETU45B LSIN protection (Overload and short circuit protection) | I 630 Fixed mounted design / 4 Pole | Frame Size: I | Rated Current In (A): 630 | Variant: Fixed mounted design / 4 Pole |  |  |  | Not stocked | 3WL1106…. |  | Upon request |  | SENTRON 3WL Plus |  |  | 1 | Replace .. in part code with the coil voltage code from the same price list page | 8
57 | Siemens | ACB | SENTRON 3WLPlus air circuit breakers - Manually operated ACB Microprocessor based trip unit ETU45B LSIN protection (Overload and short circuit protection) | I 800 Withdrawable design with Guide Frame / 3 Pole | Frame Size: I | Rated Current In (A): 800 | Variant: Withdrawable design with Guide Frame / 3 Pole |  |  |  | Not stocked | 3WL1108…. |  | Upon request |  | SENTRON 3WL Plus |  |  | 1 | Replace .. in part code with the coil voltage code from the same price list page | 8
58 | Siemens | ACB | SENTRON 3WLPlus air circuit breakers - Manually operated ACB Microprocessor based trip unit ETU45B LSIN protection (Overload and short circuit protection) | I 800 Withdrawable design with Guide Frame / 4 Pole | Frame Size: I | Rated Current In (A): 800 | Variant: Withdrawable design with Guide Frame / 4 Pole |  |  |  | Not stocked | 3WL1108…. |  | Upon request |  | SENTRON 3WL Plus |  |  | 1 | Replace .. in part code with the coil voltage code from the same price list page | 8
59 | Siemens | ACB | SENTRON 3WLPlus air circuit breakers - Manually operated ACB Microprocessor based trip unit ETU45B LSIN protection (Overload and short circuit protection) | I 800 Fixed mounted design / 3 Pole | Frame Size: I | Rated Current In (A): 800 | Variant: Fixed mounted design / 3 Pole |  |  |  | Not stocked | 3WL1108…. |  | Upon request |  | SENTRON 3WL Plus |  |  | 1 | Replace .. in part code with the coil voltage code from the same price list page | 8
60 | Siemens | ACB | SENTRON 3WLPlus air circuit breakers - Manually operated ACB Microprocessor based trip unit ETU45B LSIN protection (Overload and short circuit protection) | I 800 Fixed mounted design / 4 Pole | Frame Size: I | Rated Current In (A): 800 | Variant: Fixed mounted design / 4 Pole |  |  |  | Not stocked | 3WL1108…. |  | Upon request |  | SENTRON 3WL Plus |  |  | 1 | Replace .. in part code with the coil voltage code from the same price list page | 8
61 | Siemens | ACB | SENTRON 3WLPlus air circuit breakers - Manually operated ACB Microprocessor based trip unit ETU45B LSIN protection (Overload and short circuit protection) | I 1000 Withdrawable design with Guide Frame / 3 Pole | Frame Size: I | Rated Current In (A): 1000 | Variant: Withdrawable design with Guide Frame / 3 Pole |  |  |  | Not stocked | 3WL1110…. |  | Upon request |  | SENTRON 3WL Plus |  |  | 1 | Replace .. in part code with the coil voltage code from the same price list page | 8
62 | Siemens | ACB | SENTRON 3WLPlus air circuit breakers - Manually operated ACB Microprocessor based trip unit ETU45B LSIN protection (Overload and short circuit protection) | I 1000 Withdrawable design with Guide Frame / 4 Pole | Frame Size: I | Rated Current In (A): 1000 | Variant: Withdrawable design with Guide Frame / 4 Pole |  |  |  | Not stocked | 3WL1110…. |  | Upon request |  | SENTRON 3WL Plus |  |  | 1 | Replace .. in part code with the coil voltage code from the same price list page | 8
63 | Siemens | ACB | SENTRON 3WLPlus air circuit breakers - Manually operated ACB Microprocessor based trip unit ETU45B LSIN protection (Overload and short circuit protection) | I 1000 Fixed mounted design / 3 Pole | Frame Size: I | Rated Current In (A): 1000 | Variant: Fixed mounted design / 3 Pole |  |  |  | Not stocked | 3WL1110…. |  | Upon request |  | SENTRON 3WL Plus |  |  | 1 | Replace .. in part code with the coil voltage code from the same price list page | 8
64 | Siemens | ACB | SENTRON 3WLPlus air circuit breakers - Manually operated ACB Microprocessor based trip unit ETU45B LSIN protection (Overload and short circuit protection) | I 1000 Fixed mounted design / 4 Pole | Frame Size: I | Rated Current In (A): 1000 | Variant: Fixed mounted design / 4 Pole |  |  |  | Not stocked | 3WL1110…. |  | Upon request |  | SENTRON 3WL Plus |  |  | 1 | Replace .. in part code with the coil voltage code from the same price list page | 8
65 | Siemens | ACB | SENTRON 3WLPlus air circuit breakers - Manually operated ACB Microprocessor based trip unit ETU45B LSIN protection (Overload and short circuit protection) | I 1250 Withdrawable design with Guide Frame / 3 Pole | Frame Size: I | Rated Current In (A): 1250 | Variant: Withdrawable design with Guide Frame / 3 Pole |  |  |  | Not stocked | 3WL1112…. |  | Upon request |  | SENTRON 3WL Plus |  |  | 1 | Replace .. in part code with the coil voltage code from the same price list page | 8
66 | Siemens | ACB | SENTRON 3WLPlus air circuit breakers - Manually operated ACB Microprocessor based trip unit ETU45B LSIN protection (Overload and short circuit protection) | I 1250 Withdrawable design with Guide Frame / 4 Pole | Frame Size: I | Rated Current In (A): 1250 | Variant: Withdrawable design with Guide Frame / 4 Pole |  |  |  | Not stocked | 3WL1112…. |  | Upon request |  | SENTRON 3WL Plus |  |  | 1 | Replace .. in part code with the coil voltage code from the same price list page | 8
67 | Siemens | ACB | SENTRON 3WLPlus air circuit breakers - Manually operated ACB Microprocessor based trip unit ETU45B LSIN protection (Overload and short circuit protection) | I 1250 Fixed mounted design / 3 Pole | Frame Size: I | Rated Current In (A): 1250 | Variant: Fixed mounted design / 3 Pole |  |  |  | Not stocked | 3WL1112…. |  | Upon request |  | SENTRON 3WL Plus |  |  | 1 | Replace .. in part code with the coil voltage code from the same price list page | 8
68 | Siemens | ACB | SENTRON 3WLPlus air circuit breakers - Manually operated ACB Microprocessor based trip unit ETU45B LSIN protection (Overload and short circuit protection) | I 1250 Fixed mounted design / 4 Pole | Frame Size: I | Rated Current In (A): 1250 | Variant: Fixed mounted design / 4 Pole |  |  |  | Not stocked | 3WL1112…. |  | Upon request |  | SENTRON 3WL Plus |  |  | 1 | Replace .. in part code with the coil voltage code from the same price list page | 8
69 | Siemens | ACB | SENTRON 3WLPlus air circuit breakers - Manually operated ACB Microprocessor based trip unit ETU45B LSIN protection (Overload and short circuit protection) | I 1600 Withdrawable design with Guide Frame / 3 Pole | Frame Size: I | Rated Current In (A): 1600 | Variant: Withdrawable design with Guide Frame / 3 Pole |  |  |  | Not stocked | 3WL1116…. |  | Upon request |  | SENTRON 3WL Plus |  |  | 1 | Replace .. in part code with the coil voltage code from the same price list page | 8
70 | Siemens | ACB | SENTRON 3WLPlus air circuit breakers - Manually operated ACB Microprocessor based trip unit ETU45B LSIN protection (Overload and short circuit protection) | I 1600 Withdrawable design with Guide Frame / 4 Pole | Frame Size: I | Rated Current In (A): 1600 | Variant: Withdrawable design with Guide Frame / 4 Pole |  |  |  | Not stocked | 3WL1116…. |  | Upon request |  | SENTRON 3WL Plus |  |  | 1 | Replace .. in part code with the coil voltage code from the same price list page | 8
71 | Siemens | ACB | SENTRON 3WLPlus air circuit breakers - Manually operated ACB Microprocessor based trip unit ETU45B LSIN protection (Overload and short circuit protection) | I 1600 Fixed mounted design / 3 Pole | Frame Size: I | Rated Current In (A): 1600 | Variant: Fixed mounted design / 3 Pole |  |  |  | Not stocked | 3WL1116…. |  | Upon request |  | SENTRON 3WL Plus |  |  | 1 | Replace .. in part code with the coil voltage code from the same price list page | 8
72 | Siemens | ACB | SENTRON 3WLPlus air circuit breakers - Manually operated ACB Microprocessor based trip unit ETU45B LSIN protection (Overload and short circuit protection) | I 1600 Fixed mounted design / 4 Pole | Frame Size: I | Rated Current In (A): 1600 | Variant: Fixed mounted design / 4 Pole |  |  |  | Not stocked | 3WL1116…. |  | Upon request |  | SENTRON 3WL Plus |  |  | 1 | Replace .. in part code with the coil voltage code from the same price list page | 8
73 | Siemens | ACB | SENTRON 3WLPlus air circuit breakers - Manually operated ACB Microprocessor based trip unit ETU45B LSIN protection (Overload and short circuit protection) | II 2000 Withdrawable design with Guide Frame / 3 Pole | Frame Size: II | Rated Current In (A): 2000 | Variant: Withdrawable design with Guide Frame / 3 Pole |  |  |  | Not stocked | 3WL1220…. |  | Upon request |  | SENTRON 3WL Plus |  |  | 1 | Replace .. in part code with the coil voltage code from the same price list page | 8
74 | Siemens | ACB | SENTRON 3WLPlus air circuit breakers - Manually operated ACB Microprocessor based trip unit ETU45B LSIN protection (Overload and short circuit protection) | II 2000 Withdrawable design with Guide Frame / 4 Pole | Frame Size: II | Rated Current In (A): 2000 | Variant: Withdrawable design with Guide Frame / 4 Pole |  |  |  | Not stocked | 3WL1220…. |  | Upon request |  | SENTRON 3WL Plus |  |  | 1 | Replace .. in part code with the coil voltage code from the same price list page | 8
75 | Siemens | ACB | SENTRON 3WLPlus air circuit breakers - Manually operated ACB Microprocessor based trip unit ETU45B LSIN protection (Overload and short circuit protection) | II 2000 Fixed mounted design / 3 Pole | Frame Size: II | Rated Current In (A): 2000 | Variant: Fixed mounted design / 3 Pole |  |  |  | Not stocked | 3WL1220…. |  | Upon request |  | SENTRON 3WL Plus |  |  | 1 | Replace .. in part code with the coil voltage code from the same price list page | 8
76 | Siemens | ACB | SENTRON 3WLPlus air circuit breakers - Manually operated ACB Microprocessor based trip unit ETU45B LSIN protection (Overload and short circuit protection) | II 2000 Fixed mounted design / 4 Pole | Frame Size: II | Rated Current In (A): 2000 | Variant: Fixed mounted design / 4 Pole |  |  |  | Not stocked | 3WL1220…. |  | Upon request |  | SENTRON 3WL Plus |  |  | 1 | Replace .. in part code with the coil voltage code from the same price list page | 8
77 | Siemens | ACB | SENTRON 3WLPlus air circuit breakers - Manually operated ACB Microprocessor based trip unit ETU45B LSIN protection (Overload and short circuit protection) | II 2500 Withdrawable design with Guide Frame / 3 Pole | Frame Size: II | Rated Current In (A): 2500 | Variant: Withdrawable design with Guide Frame / 3 Pole |  |  |  | Not stocked | 3WL1225…. |  | Upon request |  | SENTRON 3WL Plus |  |  | 1 | Replace .. in part code with the coil voltage code from the same price list page | 8
78 | Siemens | ACB | SENTRON 3WLPlus air circuit breakers - Manually operated ACB Microprocessor based trip unit ETU45B LSIN protection (Overload and short circuit protection) | II 2500 Withdrawable design with Guide Frame / 4 Pole | Frame Size: II | Rated Current In (A): 2500 | Variant: Withdrawable design with Guide Frame / 4 Pole |  |  |  | Not stocked | 3WL1225…. |  | Upon request |  | SENTRON 3WL Plus |  |  | 1 | Replace .. in part code with the coil voltage code from the same price list page | 8
79 | Siemens | ACB | SENTRON 3WLPlus air circuit breakers - Manually operated ACB Microprocessor based trip unit ETU45B LSIN protection (Overload and short circuit protection) | II 2500 Fixed mounted design / 3 Pole | Frame Size: II | Rated Current In (A): 2500 | Variant: Fixed mounted design / 3 Pole |  |  |  | Not stocked | 3WL1225…. |  | Upon request |  | SENTRON 3WL Plus |  |  | 1 | Replace .. in part code with the coil voltage code from the same price list page | 8
80 | Siemens | ACB | SENTRON 3WLPlus air circuit breakers - Manually operated ACB Microprocessor based trip unit ETU45B LSIN protection (Overload and short circuit protection) | II 2500 Fixed mounted design / 4 Pole | Frame Size: II | Rated Current In (A): 2500 | Variant: Fixed mounted design / 4 Pole |  |  |  | Not stocked | 3WL1225…. |  | Upon request |  | SENTRON 3WL Plus |  |  | 1 | Replace .. in part code with the coil voltage code from the same price list page | 8
81 | Siemens | ACB | SENTRON 3WLPlus air circuit breakers - Manually operated ACB Microprocessor based trip unit ETU45B LSIN protection (Overload and short circuit protection) | II 3200 Withdrawable design with Guide Frame / 3 Pole | Frame Size: II | Rated Current In (A): 3200 | Variant: Withdrawable design with Guide Frame / 3 Pole |  |  |  | Not stocked | 3WL1232…. |  | Upon request |  | SENTRON 3WL Plus |  |  | 1 | Replace .. in part code with the coil voltage code from the same price list page | 8
82 | Siemens | ACB | SENTRON 3WLPlus air circuit breakers - Manually operated ACB Microprocessor based trip unit ETU45B LSIN protection (Overload and short circuit protection) | II 3200 Withdrawable design with Guide Frame / 4 Pole | Frame Size: II | Rated Current In (A): 3200 | Variant: Withdrawable design with Guide Frame / 4 Pole |  |  |  | Not stocked | 3WL1232…. |  | Upon request |  | SENTRON 3WL Plus |  |  | 1 | Replace .. in part code with the coil voltage code from the same price list page | 8
83 | Siemens | ACB | SENTRON 3WLPlus air circuit breakers - Manually operated ACB Microprocessor based trip unit ETU45B LSIN protection (Overload and short circuit protection) | II 3200 Fixed mounted design / 3 Pole | Frame Size: II | Rated Current In (A): 3200 | Variant: Fixed mounted design / 3 Pole |  |  |  | Not stocked | 3WL1232…. |  | Upon request |  | SENTRON 3WL Plus |  |  | 1 | Replace .. in part code with the coil voltage code from the same price list page | 8
84 | Siemens | ACB | SENTRON 3WLPlus air circuit breakers - Manually operated ACB Microprocessor based trip unit ETU45B LSIN protection (Overload and short circuit protection) | II 3200 Fixed mounted design / 4 Pole | Frame Size: II | Rated Current In (A): 3200 | Variant: Fixed mounted design / 4 Pole |  |  |  | Not stocked | 3WL1232…. |  | Upon request |  | SENTRON 3WL Plus |  |  | 1 | Replace .. in part code with the coil voltage code from the same price list page | 8
85 | Siemens | ACB | SENTRON 3WLPlus air circuit breakers - Manually operated ACB Microprocessor based trip unit ETU45B LSIN protection (Overload and short circuit protection) | II 4000 Withdrawable design with Guide Frame / 3 Pole | Frame Size: II | Rated Current In (A): 4000 | Variant: Withdrawable design with Guide Frame / 3 Pole |  |  |  | Not stocked | 3WL1240…. |  | Upon request |  | SENTRON 3WL Plus |  |  | 1 | Replace .. in part code with the coil voltage code from the same price list page | 8
86 | Siemens | ACB | SENTRON 3WLPlus air circuit breakers - Manually operated ACB Microprocessor based trip unit ETU45B LSIN protection (Overload and short circuit protection) | II 4000 Withdrawable design with Guide Frame / 4 Pole | Frame Size: II | Rated Current In (A): 4000 | Variant: Withdrawable design with Guide Frame / 4 Pole |  |  |  | Not stocked | 3WL1240…. |  | Upon request |  | SENTRON 3WL Plus |  |  | 1 | Replace .. in part code with the coil voltage code from the same price list page | 8
87 | Siemens | ACB | SENTRON 3WLPlus air circuit breakers - Manually operated ACB Microprocessor based trip unit ETU45B LSIN protection (Overload and short circuit protection) | II 4000 Fixed mounted design / 3 Pole | Frame Size: II | Rated Current In (A): 4000 | Variant: Fixed mounted design / 3 Pole |  |  |  | Not stocked | 3WL1240…. |  | Upon request |  | SENTRON 3WL Plus |  |  | 1 | Replace .. in part code with the coil voltage code from the same price list page | 8
88 | Siemens | ACB | SENTRON 3WLPlus air circuit breakers - Manually operated ACB Microprocessor based trip unit ETU45B LSIN protection (Overload and short circuit protection) | II 4000 Fixed mounted design / 4 Pole | Frame Size: II | Rated Current In (A): 4000 | Variant: Fixed mounted design / 4 Pole |  |  |  | Not stocked | 3WL1240…. |  | Upon request |  | SENTRON 3WL Plus |  |  | 1 | Replace .. in part code with the coil voltage code from the same price list page | 8
89 | Siemens | ACB | SENTRON 3WLPlus air circuit breakers - Manually operated ACB Microprocessor based trip unit ETU45B LSIN protection (Overload and short circuit protection) | III 5000 Withdrawable design with Guide Frame / 3 Pole | Frame Size: III | Rated Current In (A): 5000 | Variant: Withdrawable design with Guide Frame / 3 Pole |  |  |  | Not stocked | 3WL1350…. |  | Upon request |  | SENTRON 3WL Plus |  |  | 1 | Replace .. in part code with the coil voltage code from the same price list page | 8
90 | Siemens | ACB | SENTRON 3WLPlus air circuit breakers - Manually operated ACB Microprocessor based trip unit ETU45B LSIN protection (Overload and short circuit protection) | III 5000 Withdrawable design with Guide Frame / 4 Pole | Frame Size: III | Rated Current In (A): 5000 | Variant: Withdrawable design with Guide Frame / 4 Pole |  |  |  | Not stocked | 3WL1350…. |  | Upon request |  | SENTRON 3WL Plus |  |  | 1 | Replace .. in part code with the coil voltage code from the same price list page | 8
91 | Siemens | ACB | SENTRON 3WLPlus air circuit breakers - Manually operated ACB Microprocessor based trip unit ETU45B LSIN protection (Overload and short circuit protection) | III 5000 Fixed mounted design / 3 Pole | Frame Size: III | Rated Current In (A): 5000 | Variant: Fixed mounted design / 3 Pole |  |  |  | Not stocked | 3WL1350…. |  | Upon request |  | SENTRON 3WL Plus |  |  | 1 | Replace .. in part code with the coil voltage code from the same price list page | 8
92 | Siemens | ACB | SENTRON 3WLPlus air circuit breakers - Manually operated ACB Microprocessor based trip unit ETU45B LSIN protection (Overload and short circuit protection) | III 5000 Fixed mounted design / 4 Pole | Frame Size: III | Rated Current In (A): 5000 | Variant: Fixed mounted design / 4 Pole |  |  |  | Not stocked | 3WL1350…. |  | Upon request |  | SENTRON 3WL Plus |  |  | 1 | Replace .. in part code with the coil voltage code from the same price list page | 8
93 | Siemens | ACB | SENTRON 3WLPlus air circuit breakers - Manually operated ACB Microprocessor based trip unit ETU45B LSIN protection (Overload and short circuit protection) | III 6300 Withdrawable design with Guide Frame / 3 Pole | Frame Size: III | Rated Current In (A): 6300 | Variant: Withdrawable design with Guide Frame / 3 Pole |  |  |  | Not stocked | 3WL1363…. |  | Upon request |  | SENTRON 3WL Plus |  |  | 1 | Replace .. in part code with the coil voltage code from the same price list page | 8
94 | Siemens | ACB | SENTRON 3WLPlus air circuit breakers - Manually operated ACB Microprocessor based trip unit ETU45B LSIN protection (Overload and short circuit protection) | III 6300 Withdrawable design with Guide Frame / 4 Pole | Frame Size: III | Rated Current In (A): 6300 | Variant: Withdrawable design with Guide Frame / 4 Pole |  |  |  | Not stocked | 3WL1363…. |  | Upon request |  | SENTRON 3WL Plus |  |  | 1 | Replace .. in part code with the coil voltage code from the same price list page | 8
95 | Siemens | ACB | SENTRON 3WLPlus air circuit breakers - Manually operated ACB Microprocessor based trip unit ETU45B LSIN protection (Overload and short circuit protection) | III 6300 Fixed mounted design / 3 Pole | Frame Size: III | Rated Current In (A): 6300 | Variant: Fixed mounted design / 3 Pole |  |  |  | Not stocked | 3WL1363…. |  | Upon request |  | SENTRON 3WL Plus |  |  | 1 | Replace .. in part code with the coil voltage code from the same price list page | 8
96 | Siemens | ACB | SENTRON 3WLPlus air circuit breakers - Manually operated ACB Microprocessor based trip unit ETU45B LSIN protection (Overload and short circuit protection) | III 6300 Fixed mounted design / 4 Pole | Frame Size: III | Rated Current In (A): 6300 | Variant: Fixed mounted design / 4 Pole |  |  |  | Not stocked | 3WL1363…. |  | Upon request |  | SENTRON 3WL Plus |  |  | 1 | Replace .. in part code with the coil voltage code from the same price list page | 8
97 | Siemens | ACB Accessories | SENTRON 3WLPlus air circuit breakers - Neutral CT if required, shall be ordered separately. #Castell locks are to be ordered separately. Please contact your nearest Siemens Sales Offifice for complete ordering code. | Shunt Release or Closing Coil Suitable for continuous operation ¦ 24-30 | DC V: 24-30 |  |  |  |  | Shunt Release or Closing Coil Suitable for continuous operation | Not stocked | 3WA9111-0AD02 |  | 38600 |  | SENTRON 3WL Plus |  |  | 1 |  | 8
98 | Siemens | ACB Accessories | SENTRON 3WLPlus air circuit breakers - Neutral CT if required, shall be ordered separately. #Castell locks are to be ordered separately. Please contact your nearest Siemens Sales Offifice for complete ordering code. | Shunt Release or Closing Coil Suitable for continuous operation ¦ 110-127 110-125 | AC 50/60Hz V: 110-127 | DC V: 110-125 |  |  |  | Shunt Release or Closing Coil Suitable for continuous operation | Not stocked | 3WA9111-0AD05 |  | 38600 |  | SENTRON 3WL Plus |  |  | 1 |  | 8
99 | Siemens | ACB Accessories | SENTRON 3WLPlus air circuit breakers - Neutral CT if required, shall be ordered separately. #Castell locks are to be ordered separately. Please contact your nearest Siemens Sales Offifice for complete ordering code. | Shunt Release or Closing Coil Suitable for continuous operation ¦ 208-240 220-250 | AC 50/60Hz V: 208-240 | DC V: 220-250 |  |  |  | Shunt Release or Closing Coil Suitable for continuous operation | Not stocked | 3WA9111-0AD06 |  | 38600 |  | SENTRON 3WL Plus |  |  | 1 |  | 8
100 | Siemens | ACB Accessories | SENTRON 3WLPlus air circuit breakers - Neutral CT if required, shall be ordered separately. #Castell locks are to be ordered separately. Please contact your nearest Siemens Sales Offifice for complete ordering code. | Under Voltage Release (Instantaneous) ¦ 380-415 | AC 50/60Hz V: 380-415 |  |  |  |  | Under Voltage Release (Instantaneous) | Not stocked | 3WA9111-0AE07 |  | 42665 |  | SENTRON 3WL Plus |  |  | 1 |  | 8
101 | Siemens | ACB Accessories | SENTRON 3WLPlus air circuit breakers - Neutral CT if required, shall be ordered separately. #Castell locks are to be ordered separately. Please contact your nearest Siemens Sales Offifice for complete ordering code. | Motorised Operating Mechanism ¦ 24-30 | DC V: 24-30 |  |  |  |  | Motorised Operating Mechanism | Not stocked | 3WA9111-0AF02 |  | 213390 |  | SENTRON 3WL Plus |  |  | 1 |  | 8
102 | Siemens | ACB Accessories | SENTRON 3WLPlus air circuit breakers - Neutral CT if required, shall be ordered separately. #Castell locks are to be ordered separately. Please contact your nearest Siemens Sales Offifice for complete ordering code. | Motorised Operating Mechanism ¦ 110-127 110-125 | AC 50/60Hz V: 110-127 | DC V: 110-125 |  |  |  | Motorised Operating Mechanism | Not stocked | 3WA9111-0AF05 |  | 213390 |  | SENTRON 3WL Plus |  |  | 1 |  | 8
103 | Siemens | ACB Accessories | SENTRON 3WLPlus air circuit breakers - Neutral CT if required, shall be ordered separately. #Castell locks are to be ordered separately. Please contact your nearest Siemens Sales Offifice for complete ordering code. | Motorised Operating Mechanism ¦ 208-240 220-250 | AC 50/60Hz V: 208-240 | DC V: 220-250 |  |  |  | Motorised Operating Mechanism | Not stocked | 3WA9111-0AF06 |  | 213390 |  | SENTRON 3WL Plus |  |  | 1 |  | 8
104 | Siemens | ACB Accessories | SENTRON 3WLPlus air circuit breakers - Neutral CT if required, shall be ordered separately. #Castell locks are to be ordered separately. Please contact your nearest Siemens Sales Offifice for complete ordering code. | Castell Lock | [5 empty] | Castell Lock | Not stocked | 3WX3663-6JEL_ |  | 10880 |  | SENTRON 3WL Plus |  |  | 1 | Replace _ in part code as per footnote on the same price list page | 8
105 | Siemens | ACB | SENTRON 3WTPlus air circuit breakers - Standard breaking capacity, 500VAC Ics = 100% Icu Microprocessor based trip unit ETU37WT: LSING + Display | MDO ¦ I 630 Withdrawable design with Guide Frame / 3 Pole | Frame Size: I | Rated current In (A): 630 | Version: Withdrawable design with Guide Frame / 3 Pole |  |  |  | Not stocked | 3WT8061-6AA04-5AB2 |  | 610835 |  | SENTRON 3WT Plus |  |  | 1 |  | 11
106 | Siemens | ACB | SENTRON 3WTPlus air circuit breakers - Standard breaking capacity, 500VAC Ics = 100% Icu Microprocessor based trip unit ETU37WT: LSING + Display | MDO ¦ I 630 Withdrawable design with Guide Frame / 4 Pole | Frame Size: I | Rated current In (A): 630 | Version: Withdrawable design with Guide Frame / 4 Pole |  |  |  | Not stocked | 3WT8065-6AA04-5AB2 |  | 794100 |  | SENTRON 3WT Plus |  |  | 1 |  | 11
107 | Siemens | ACB | SENTRON 3WTPlus air circuit breakers - Standard breaking capacity, 500VAC Ics = 100% Icu Microprocessor based trip unit ETU37WT: LSING + Display | EDO ¦ I 630 Withdrawable design with Guide Frame / 3 Pole | Frame Size: I | Rated current In (A): 630 | Version: Withdrawable design with Guide Frame / 3 Pole |  |  |  | Not stocked | 3WT8061-6UA34-5AB2 |  | 790110 |  | SENTRON 3WT Plus |  |  | 1 |  | 11
108 | Siemens | ACB | SENTRON 3WTPlus air circuit breakers - Standard breaking capacity, 500VAC Ics = 100% Icu Microprocessor based trip unit ETU37WT: LSING + Display | EDO ¦ I 630 Withdrawable design with Guide Frame / 4 Pole | Frame Size: I | Rated current In (A): 630 | Version: Withdrawable design with Guide Frame / 4 Pole |  |  |  | Not stocked | 3WT8065-6UA34-5AB2 |  | 973375 |  | SENTRON 3WT Plus |  |  | 1 |  | 11
109 | Siemens | ACB | SENTRON 3WTPlus air circuit breakers - Standard breaking capacity, 500VAC Ics = 100% Icu Microprocessor based trip unit ETU37WT: LSING + Display | MDO ¦ I 800 Withdrawable design with Guide Frame / 3 Pole | Frame Size: I | Rated current In (A): 800 | Version: Withdrawable design with Guide Frame / 3 Pole |  |  |  | Not stocked | 3WT8081-6AA04-5AB2 |  | 644665 |  | SENTRON 3WT Plus |  |  | 1 |  | 11
110 | Siemens | ACB | SENTRON 3WTPlus air circuit breakers - Standard breaking capacity, 500VAC Ics = 100% Icu Microprocessor based trip unit ETU37WT: LSING + Display | MDO ¦ I 800 Withdrawable design with Guide Frame / 4 Pole | Frame Size: I | Rated current In (A): 800 | Version: Withdrawable design with Guide Frame / 4 Pole |  |  |  | Not stocked | 3WT8085-6AA04-5AB2 |  | 843890 |  | SENTRON 3WT Plus |  |  | 1 |  | 11
111 | Siemens | ACB | SENTRON 3WTPlus air circuit breakers - Standard breaking capacity, 500VAC Ics = 100% Icu Microprocessor based trip unit ETU37WT: LSING + Display | EDO ¦ I 800 Withdrawable design with Guide Frame / 3 Pole | Frame Size: I | Rated current In (A): 800 | Version: Withdrawable design with Guide Frame / 3 Pole |  |  |  | Not stocked | 3WT8081-6UA34-5AB2 |  | 823940 |  | SENTRON 3WT Plus |  |  | 1 |  | 11
112 | Siemens | ACB | SENTRON 3WTPlus air circuit breakers - Standard breaking capacity, 500VAC Ics = 100% Icu Microprocessor based trip unit ETU37WT: LSING + Display | EDO ¦ I 800 Withdrawable design with Guide Frame / 4 Pole | Frame Size: I | Rated current In (A): 800 | Version: Withdrawable design with Guide Frame / 4 Pole |  |  |  | Not stocked | 3WT8085-6UA34-5AB2 |  | 1023165 |  | SENTRON 3WT Plus |  |  | 1 |  | 11
113 | Siemens | ACB | SENTRON 3WTPlus air circuit breakers - Standard breaking capacity, 500VAC Ics = 100% Icu Microprocessor based trip unit ETU37WT: LSING + Display | MDO ¦ I 1000 Withdrawable design with Guide Frame / 3 Pole | Frame Size: I | Rated current In (A): 1000 | Version: Withdrawable design with Guide Frame / 3 Pole |  |  |  | Not stocked | 3WT8101-6AA04-5AB2 |  | 662160 |  | SENTRON 3WT Plus |  |  | 1 |  | 11
114 | Siemens | ACB | SENTRON 3WTPlus air circuit breakers - Standard breaking capacity, 500VAC Ics = 100% Icu Microprocessor based trip unit ETU37WT: LSING + Display | MDO ¦ I 1000 Withdrawable design with Guide Frame / 4 Pole | Frame Size: I | Rated current In (A): 1000 | Version: Withdrawable design with Guide Frame / 4 Pole |  |  |  | Not stocked | 3WT8105-6AA04-5AB2 |  | 858900 |  | SENTRON 3WT Plus |  |  | 1 |  | 11
115 | Siemens | ACB | SENTRON 3WTPlus air circuit breakers - Standard breaking capacity, 500VAC Ics = 100% Icu Microprocessor based trip unit ETU37WT: LSING + Display | EDO ¦ I 1000 Withdrawable design with Guide Frame / 3 Pole | Frame Size: I | Rated current In (A): 1000 | Version: Withdrawable design with Guide Frame / 3 Pole |  |  |  | Not stocked | 3WT8101-6UA34-5AB2 |  | 841435 |  | SENTRON 3WT Plus |  |  | 1 |  | 11
116 | Siemens | ACB | SENTRON 3WTPlus air circuit breakers - Standard breaking capacity, 500VAC Ics = 100% Icu Microprocessor based trip unit ETU37WT: LSING + Display | EDO ¦ I 1000 Withdrawable design with Guide Frame / 4 Pole | Frame Size: I | Rated current In (A): 1000 | Version: Withdrawable design with Guide Frame / 4 Pole |  |  |  | Not stocked | 3WT8105-6UA34-5AB2 |  | 1038175 |  | SENTRON 3WT Plus |  |  | 1 |  | 11
117 | Siemens | ACB | SENTRON 3WTPlus air circuit breakers - Standard breaking capacity, 500VAC Ics = 100% Icu Microprocessor based trip unit ETU37WT: LSING + Display | MDO ¦ I 1250 Withdrawable design with Guide Frame / 3 Pole | Frame Size: I | Rated current In (A): 1250 | Version: Withdrawable design with Guide Frame / 3 Pole |  |  |  | Not stocked | 3WT8121-6AA04-5AB2 |  | 813325 |  | SENTRON 3WT Plus |  |  | 1 |  | 11
118 | Siemens | ACB | SENTRON 3WTPlus air circuit breakers - Standard breaking capacity, 500VAC Ics = 100% Icu Microprocessor based trip unit ETU37WT: LSING + Display | MDO ¦ I 1250 Withdrawable design with Guide Frame / 4 Pole | Frame Size: I | Rated current In (A): 1250 | Version: Withdrawable design with Guide Frame / 4 Pole |  |  |  | Not stocked | 3WT8125-6AA04-5AB2 |  | 966890 |  | SENTRON 3WT Plus |  |  | 1 |  | 11
119 | Siemens | ACB | SENTRON 3WTPlus air circuit breakers - Standard breaking capacity, 500VAC Ics = 100% Icu Microprocessor based trip unit ETU37WT: LSING + Display | EDO ¦ I 1250 Withdrawable design with Guide Frame / 3 Pole | Frame Size: I | Rated current In (A): 1250 | Version: Withdrawable design with Guide Frame / 3 Pole |  |  |  | Not stocked | 3WT8121-6UA34-5AB2 |  | 992600 |  | SENTRON 3WT Plus |  |  | 1 |  | 11
120 | Siemens | ACB | SENTRON 3WTPlus air circuit breakers - Standard breaking capacity, 500VAC Ics = 100% Icu Microprocessor based trip unit ETU37WT: LSING + Display | EDO ¦ I 1250 Withdrawable design with Guide Frame / 4 Pole | Frame Size: I | Rated current In (A): 1250 | Version: Withdrawable design with Guide Frame / 4 Pole |  |  |  | Not stocked | 3WT8125-6UA34-5AB2 |  | 1146165 |  | SENTRON 3WT Plus |  |  | 1 |  | 11
121 | Siemens | ACB | SENTRON 3WTPlus air circuit breakers - Standard breaking capacity, 500VAC Ics = 100% Icu Microprocessor based trip unit ETU37WT: LSING + Display | MDO ¦ I 1600 Withdrawable design with Guide Frame / 3 Pole | Frame Size: I | Rated current In (A): 1600 | Version: Withdrawable design with Guide Frame / 3 Pole |  |  |  | Not stocked | 3WT8161-6AA04-5AB2 |  | 872920 |  | SENTRON 3WT Plus |  |  | 1 |  | 11
122 | Siemens | ACB | SENTRON 3WTPlus air circuit breakers - Standard breaking capacity, 500VAC Ics = 100% Icu Microprocessor based trip unit ETU37WT: LSING + Display | MDO ¦ I 1600 Withdrawable design with Guide Frame / 4 Pole | Frame Size: I | Rated current In (A): 1600 | Version: Withdrawable design with Guide Frame / 4 Pole |  |  |  | Not stocked | 3WT8165-6AA04-5AB2 |  | 1056685 |  | SENTRON 3WT Plus |  |  | 1 |  | 11
123 | Siemens | ACB | SENTRON 3WTPlus air circuit breakers - Standard breaking capacity, 500VAC Ics = 100% Icu Microprocessor based trip unit ETU37WT: LSING + Display | EDO ¦ I 1600 Withdrawable design with Guide Frame / 3 Pole | Frame Size: I | Rated current In (A): 1600 | Version: Withdrawable design with Guide Frame / 3 Pole |  |  |  | Not stocked | 3WT8161-6UA34-5AB2 |  | 1052195 |  | SENTRON 3WT Plus |  |  | 1 |  | 11
124 | Siemens | ACB | SENTRON 3WTPlus air circuit breakers - Standard breaking capacity, 500VAC Ics = 100% Icu Microprocessor based trip unit ETU37WT: LSING + Display | EDO ¦ I 1600 Withdrawable design with Guide Frame / 4 Pole | Frame Size: I | Rated current In (A): 1600 | Version: Withdrawable design with Guide Frame / 4 Pole |  |  |  | Not stocked | 3WT8165-6UA34-5AB2 |  | 1235960 |  | SENTRON 3WT Plus |  |  | 1 |  | 11
125 | Siemens | ACB | SENTRON 3WTPlus air circuit breakers - Standard breaking capacity, 500VAC Ics = 100% Icu Microprocessor based trip unit ETU37WT: LSING + Display | MDO ¦ II 2000 Withdrawable design with Guide Frame / 3 Pole | Frame Size: II | Rated current In (A): 2000 | Version: Withdrawable design with Guide Frame / 3 Pole |  |  |  | Not stocked | 3WT8202-6AA04-5AB2 |  | 1096750 |  | SENTRON 3WT Plus |  |  | 1 |  | 11
126 | Siemens | ACB | SENTRON 3WTPlus air circuit breakers - Standard breaking capacity, 500VAC Ics = 100% Icu Microprocessor based trip unit ETU37WT: LSING + Display | MDO ¦ II 2000 Withdrawable design with Guide Frame / 4 Pole | Frame Size: II | Rated current In (A): 2000 | Version: Withdrawable design with Guide Frame / 4 Pole |  |  |  | Not stocked | 3WT8206-6AA04-5AB2 |  | 1349825 |  | SENTRON 3WT Plus |  |  | 1 |  | 11
127 | Siemens | ACB | SENTRON 3WTPlus air circuit breakers - Standard breaking capacity, 500VAC Ics = 100% Icu Microprocessor based trip unit ETU37WT: LSING + Display | EDO ¦ II 2000 Withdrawable design with Guide Frame / 3 Pole | Frame Size: II | Rated current In (A): 2000 | Version: Withdrawable design with Guide Frame / 3 Pole |  |  |  | Not stocked | 3WT8202-6UA34-5AB2 |  | 1276025 |  | SENTRON 3WT Plus |  |  | 1 |  | 11
128 | Siemens | ACB | SENTRON 3WTPlus air circuit breakers - Standard breaking capacity, 500VAC Ics = 100% Icu Microprocessor based trip unit ETU37WT: LSING + Display | EDO ¦ II 2000 Withdrawable design with Guide Frame / 4 Pole | Frame Size: II | Rated current In (A): 2000 | Version: Withdrawable design with Guide Frame / 4 Pole |  |  |  | Not stocked | 3WT8206-6UA34-5AB2 |  | 1529100 |  | SENTRON 3WT Plus |  |  | 1 |  | 11
129 | Siemens | ACB | SENTRON 3WTPlus air circuit breakers - Standard breaking capacity, 500VAC Ics = 100% Icu Microprocessor based trip unit ETU37WT: LSING + Display | MDO ¦ II 2500 Withdrawable design with Guide Frame / 3 Pole | Frame Size: II | Rated current In (A): 2500 | Version: Withdrawable design with Guide Frame / 3 Pole |  |  |  | Not stocked | 3WT8252-6AA04-5AB2 |  | 1242295 |  | SENTRON 3WT Plus |  |  | 1 |  | 11
130 | Siemens | ACB | SENTRON 3WTPlus air circuit breakers - Standard breaking capacity, 500VAC Ics = 100% Icu Microprocessor based trip unit ETU37WT: LSING + Display | MDO ¦ II 2500 Withdrawable design with Guide Frame / 4 Pole | Frame Size: II | Rated current In (A): 2500 | Version: Withdrawable design with Guide Frame / 4 Pole |  |  |  | Not stocked | 3WT8256-6AA04-5AB2 |  | 1579385 |  | SENTRON 3WT Plus |  |  | 1 |  | 11
131 | Siemens | ACB | SENTRON 3WTPlus air circuit breakers - Standard breaking capacity, 500VAC Ics = 100% Icu Microprocessor based trip unit ETU37WT: LSING + Display | EDO ¦ II 2500 Withdrawable design with Guide Frame / 3 Pole | Frame Size: II | Rated current In (A): 2500 | Version: Withdrawable design with Guide Frame / 3 Pole |  |  |  | Not stocked | 3WT8252-6UA34-5AB2 |  | 1421570 |  | SENTRON 3WT Plus |  |  | 1 |  | 11
132 | Siemens | ACB | SENTRON 3WTPlus air circuit breakers - Standard breaking capacity, 500VAC Ics = 100% Icu Microprocessor based trip unit ETU37WT: LSING + Display | EDO ¦ II 2500 Withdrawable design with Guide Frame / 4 Pole | Frame Size: II | Rated current In (A): 2500 | Version: Withdrawable design with Guide Frame / 4 Pole |  |  |  | Not stocked | 3WT8256-6UA34-5AB2 |  | 1758660 |  | SENTRON 3WT Plus |  |  | 1 |  | 11
133 | Siemens | ACB | SENTRON 3WTPlus air circuit breakers - Standard breaking capacity, 500VAC Ics = 100% Icu Microprocessor based trip unit ETU37WT: LSING + Display | MDO ¦ II 3200 Withdrawable design with Guide Frame / 3 Pole | Frame Size: II | Rated current In (A): 3200 | Version: Withdrawable design with Guide Frame / 3 Pole |  |  |  | Not stocked | 3WT8322-6AA04-5AB2 |  | 1592700 |  | SENTRON 3WT Plus |  |  | 1 |  | 11
134 | Siemens | ACB | SENTRON 3WTPlus air circuit breakers - Standard breaking capacity, 500VAC Ics = 100% Icu Microprocessor based trip unit ETU37WT: LSING + Display | MDO ¦ II 3200 Withdrawable design with Guide Frame / 4 Pole | Frame Size: II | Rated current In (A): 3200 | Version: Withdrawable design with Guide Frame / 4 Pole |  |  |  | Not stocked | 3WT8326-6AA04-5AB2 |  | 1954250 |  | SENTRON 3WT Plus |  |  | 1 |  | 11
135 | Siemens | ACB | SENTRON 3WTPlus air circuit breakers - Standard breaking capacity, 500VAC Ics = 100% Icu Microprocessor based trip unit ETU37WT: LSING + Display | EDO ¦ II 3200 Withdrawable design with Guide Frame / 3 Pole | Frame Size: II | Rated current In (A): 3200 | Version: Withdrawable design with Guide Frame / 3 Pole |  |  |  | Not stocked | 3WT8322-6UA34-5AB2 |  | 1771975 |  | SENTRON 3WT Plus |  |  | 1 |  | 11
136 | Siemens | ACB | SENTRON 3WTPlus air circuit breakers - Standard breaking capacity, 500VAC Ics = 100% Icu Microprocessor based trip unit ETU37WT: LSING + Display | EDO ¦ II 3200 Withdrawable design with Guide Frame / 4 Pole | Frame Size: II | Rated current In (A): 3200 | Version: Withdrawable design with Guide Frame / 4 Pole |  |  |  | Not stocked | 3WT8326-6UA34-5AB2 |  | 2133525 |  | SENTRON 3WT Plus |  |  | 1 |  | 11
137 | Siemens | ACB | SENTRON 3WTPlus air circuit breakers - ETU35WT: LSI + Display 5 Reduce 550.- 5 Reduce 550. Microprocessor based trip unit ETU37WT: LSING + Display | MF ¦ I 630 Fixed Mounted design / 3 Pole | Frame Size: I | Rated current In (A): 630 | Version: Fixed Mounted design / 3 Pole |  |  |  | Not stocked | 3WT8061-6AA00-0AA2 |  | 448885 |  | SENTRON 3WT Plus |  |  | 1 |  | 11
138 | Siemens | ACB | SENTRON 3WTPlus air circuit breakers - ETU35WT: LSI + Display 5 Reduce 550.- 5 Reduce 550. Microprocessor based trip unit ETU37WT: LSING + Display | MF ¦ I 630 Fixed Mounted design / 4 Pole | Frame Size: I | Rated current In (A): 630 | Version: Fixed Mounted design / 4 Pole |  |  |  | Not stocked | 3WT8065-6AA00-0AA2 |  | 607310 |  | SENTRON 3WT Plus |  |  | 1 |  | 11
139 | Siemens | ACB | SENTRON 3WTPlus air circuit breakers - ETU35WT: LSI + Display 5 Reduce 550.- 5 Reduce 550. Microprocessor based trip unit ETU37WT: LSING + Display | EF ¦ I 630 Fixed Mounted design / 3 Pole | Frame Size: I | Rated current In (A): 630 | Version: Fixed Mounted design / 3 Pole |  |  |  | Not stocked | 3WT8061-6UA30-0AA2 |  | 628160 |  | SENTRON 3WT Plus |  |  | 1 |  | 11
140 | Siemens | ACB | SENTRON 3WTPlus air circuit breakers - ETU35WT: LSI + Display 5 Reduce 550.- 5 Reduce 550. Microprocessor based trip unit ETU37WT: LSING + Display | EF ¦ I 630 Fixed Mounted design / 4 Pole | Frame Size: I | Rated current In (A): 630 | Version: Fixed Mounted design / 4 Pole |  |  |  | Not stocked | 3WT8065-6UA30-0AA2 |  | 786585 |  | SENTRON 3WT Plus |  |  | 1 |  | 11
141 | Siemens | ACB | SENTRON 3WTPlus air circuit breakers - ETU35WT: LSI + Display 5 Reduce 550.- 5 Reduce 550. Microprocessor based trip unit ETU37WT: LSING + Display | MF ¦ I 800 Fixed Mounted design / 3 Pole | Frame Size: I | Rated current In (A): 800 | Version: Fixed Mounted design / 3 Pole |  |  |  | Not stocked | 3WT8081-6AA00-0AA2 |  | 484530 |  | SENTRON 3WT Plus |  |  | 1 |  | 11
142 | Siemens | ACB | SENTRON 3WTPlus air circuit breakers - ETU35WT: LSI + Display 5 Reduce 550.- 5 Reduce 550. Microprocessor based trip unit ETU37WT: LSING + Display | MF ¦ I 800 Fixed Mounted design / 4 Pole | Frame Size: I | Rated current In (A): 800 | Version: Fixed Mounted design / 4 Pole |  |  |  | Not stocked | 3WT8085-6AA00-0AA2 |  | 666685 |  | SENTRON 3WT Plus |  |  | 1 |  | 11
143 | Siemens | ACB | SENTRON 3WTPlus air circuit breakers - ETU35WT: LSI + Display 5 Reduce 550.- 5 Reduce 550. Microprocessor based trip unit ETU37WT: LSING + Display | EF ¦ I 800 Fixed Mounted design / 3 Pole | Frame Size: I | Rated current In (A): 800 | Version: Fixed Mounted design / 3 Pole |  |  |  | Not stocked | 3WT8081-6UA30-0AA2 |  | 663805 |  | SENTRON 3WT Plus |  |  | 1 |  | 11
144 | Siemens | ACB | SENTRON 3WTPlus air circuit breakers - ETU35WT: LSI + Display 5 Reduce 550.- 5 Reduce 550. Microprocessor based trip unit ETU37WT: LSING + Display | EF ¦ I 800 Fixed Mounted design / 4 Pole | Frame Size: I | Rated current In (A): 800 | Version: Fixed Mounted design / 4 Pole |  |  |  | Not stocked | 3WT8085-6UA30-0AA2 |  | 845960 |  | SENTRON 3WT Plus |  |  | 1 |  | 11
145 | Siemens | ACB | SENTRON 3WTPlus air circuit breakers - ETU35WT: LSI + Display 5 Reduce 550.- 5 Reduce 550. Microprocessor based trip unit ETU37WT: LSING + Display | MF ¦ I 1000 Fixed Mounted design / 3 Pole | Frame Size: I | Rated current In (A): 1000 | Version: Fixed Mounted design / 3 Pole |  |  |  | Not stocked | 3WT8101-6AA00-0AA2 |  | 493945 |  | SENTRON 3WT Plus |  |  | 1 |  | 11
146 | Siemens | ACB | SENTRON 3WTPlus air circuit breakers - ETU35WT: LSI + Display 5 Reduce 550.- 5 Reduce 550. Microprocessor based trip unit ETU37WT: LSING + Display | MF ¦ I 1000 Fixed Mounted design / 4 Pole | Frame Size: I | Rated current In (A): 1000 | Version: Fixed Mounted design / 4 Pole |  |  |  | Not stocked | 3WT8105-6AA00-0AA2 |  | 706260 |  | SENTRON 3WT Plus |  |  | 1 |  | 11
147 | Siemens | ACB | SENTRON 3WTPlus air circuit breakers - ETU35WT: LSI + Display 5 Reduce 550.- 5 Reduce 550. Microprocessor based trip unit ETU37WT: LSING + Display | EF ¦ I 1000 Fixed Mounted design / 3 Pole | Frame Size: I | Rated current In (A): 1000 | Version: Fixed Mounted design / 3 Pole |  |  |  | Not stocked | 3WT8101-6UA30-0AA2 |  | 673220 |  | SENTRON 3WT Plus |  |  | 1 |  | 11
148 | Siemens | ACB | SENTRON 3WTPlus air circuit breakers - ETU35WT: LSI + Display 5 Reduce 550.- 5 Reduce 550. Microprocessor based trip unit ETU37WT: LSING + Display | EF ¦ I 1000 Fixed Mounted design / 4 Pole | Frame Size: I | Rated current In (A): 1000 | Version: Fixed Mounted design / 4 Pole |  |  |  | Not stocked | 3WT8105-6UA30-0AA2 |  | 885535 |  | SENTRON 3WT Plus |  |  | 1 |  | 11
149 | Siemens | ACB | SENTRON 3WTPlus air circuit breakers - ETU35WT: LSI + Display 5 Reduce 550.- 5 Reduce 550. Microprocessor based trip unit ETU37WT: LSING + Display | MF ¦ I 1250 Fixed Mounted design / 3 Pole | Frame Size: I | Rated current In (A): 1250 | Version: Fixed Mounted design / 3 Pole |  |  |  | Not stocked | 3WT8121-6AA00-0AA2 |  | 671855 |  | SENTRON 3WT Plus |  |  | 1 |  | 11
150 | Siemens | ACB | SENTRON 3WTPlus air circuit breakers - ETU35WT: LSI + Display 5 Reduce 550.- 5 Reduce 550. Microprocessor based trip unit ETU37WT: LSING + Display | MF ¦ I 1250 Fixed Mounted design / 4 Pole | Frame Size: I | Rated current In (A): 1250 | Version: Fixed Mounted design / 4 Pole |  |  |  | Not stocked | 3WT8125-6AA00-0AA2 |  | 794480 |  | SENTRON 3WT Plus |  |  | 1 |  | 11
151 | Siemens | ACB | SENTRON 3WTPlus air circuit breakers - ETU35WT: LSI + Display 5 Reduce 550.- 5 Reduce 550. Microprocessor based trip unit ETU37WT: LSING + Display | EF ¦ I 1250 Fixed Mounted design / 3 Pole | Frame Size: I | Rated current In (A): 1250 | Version: Fixed Mounted design / 3 Pole |  |  |  | Not stocked | 3WT8121-6UA30-0AA2 |  | 851130 |  | SENTRON 3WT Plus |  |  | 1 |  | 11
152 | Siemens | ACB | SENTRON 3WTPlus air circuit breakers - ETU35WT: LSI + Display 5 Reduce 550.- 5 Reduce 550. Microprocessor based trip unit ETU37WT: LSING + Display | EF ¦ I 1250 Fixed Mounted design / 4 Pole | Frame Size: I | Rated current In (A): 1250 | Version: Fixed Mounted design / 4 Pole |  |  |  | Not stocked | 3WT8125-6UA30-0AA2 |  | 973755 |  | SENTRON 3WT Plus |  |  | 1 |  | 11
153 | Siemens | ACB | SENTRON 3WTPlus air circuit breakers - ETU35WT: LSI + Display 5 Reduce 550.- 5 Reduce 550. Microprocessor based trip unit ETU37WT: LSING + Display | MF ¦ I 1600 Fixed Mounted design / 3 Pole | Frame Size: I | Rated current In (A): 1600 | Version: Fixed Mounted design / 3 Pole |  |  |  | Not stocked | 3WT8161-6AA00-0AA2 |  | 685985 |  | SENTRON 3WT Plus |  |  | 1 |  | 11
154 | Siemens | ACB | SENTRON 3WTPlus air circuit breakers - ETU35WT: LSI + Display 5 Reduce 550.- 5 Reduce 550. Microprocessor based trip unit ETU37WT: LSING + Display | MF ¦ I 1600 Fixed Mounted design / 4 Pole | Frame Size: I | Rated current In (A): 1600 | Version: Fixed Mounted design / 4 Pole |  |  |  | Not stocked | 3WT8165-6AA00-0AA2 |  | 851015 |  | SENTRON 3WT Plus |  |  | 1 |  | 11
155 | Siemens | ACB | SENTRON 3WTPlus air circuit breakers - ETU35WT: LSI + Display 5 Reduce 550.- 5 Reduce 550. Microprocessor based trip unit ETU37WT: LSING + Display | EF ¦ I 1600 Fixed Mounted design / 3 Pole | Frame Size: I | Rated current In (A): 1600 | Version: Fixed Mounted design / 3 Pole |  |  |  | Not stocked | 3WT8161-6UA30-0AA2 |  | 865260 |  | SENTRON 3WT Plus |  |  | 1 |  | 11
156 | Siemens | ACB | SENTRON 3WTPlus air circuit breakers - ETU35WT: LSI + Display 5 Reduce 550.- 5 Reduce 550. Microprocessor based trip unit ETU37WT: LSING + Display | EF ¦ I 1600 Fixed Mounted design / 4 Pole | Frame Size: I | Rated current In (A): 1600 | Version: Fixed Mounted design / 4 Pole |  |  |  | Not stocked | 3WT8165-6UA30-0AA2 |  | 1030290 |  | SENTRON 3WT Plus |  |  | 1 |  | 11
157 | Siemens | ACB | SENTRON 3WTPlus air circuit breakers - ETU35WT: LSI + Display 5 Reduce 550.- 5 Reduce 550. Microprocessor based trip unit ETU37WT: LSING + Display | MF ¦ II 2000 Fixed Mounted design / 3 Pole | Frame Size: II | Rated current In (A): 2000 | Version: Fixed Mounted design / 3 Pole |  |  |  | Not stocked | 3WT8202-6AA00-0AA2 |  | 771490 |  | SENTRON 3WT Plus |  |  | 1 |  | 11
158 | Siemens | ACB | SENTRON 3WTPlus air circuit breakers - ETU35WT: LSI + Display 5 Reduce 550.- 5 Reduce 550. Microprocessor based trip unit ETU37WT: LSING + Display | MF ¦ II 2000 Fixed Mounted design / 4 Pole | Frame Size: II | Rated current In (A): 2000 | Version: Fixed Mounted design / 4 Pole |  |  |  | Not stocked | 3WT8206-6AA00-0AA2 |  | 1107490 |  | SENTRON 3WT Plus |  |  | 1 |  | 11
159 | Siemens | ACB | SENTRON 3WTPlus air circuit breakers - ETU35WT: LSI + Display 5 Reduce 550.- 5 Reduce 550. Microprocessor based trip unit ETU37WT: LSING + Display | EF ¦ II 2000 Fixed Mounted design / 3 Pole | Frame Size: II | Rated current In (A): 2000 | Version: Fixed Mounted design / 3 Pole |  |  |  | Not stocked | 3WT8202-6UA30-0AA2 |  | 950765 |  | SENTRON 3WT Plus |  |  | 1 |  | 11
160 | Siemens | ACB | SENTRON 3WTPlus air circuit breakers - ETU35WT: LSI + Display 5 Reduce 550.- 5 Reduce 550. Microprocessor based trip unit ETU37WT: LSING + Display | EF ¦ II 2000 Fixed Mounted design / 4 Pole | Frame Size: II | Rated current In (A): 2000 | Version: Fixed Mounted design / 4 Pole |  |  |  | Not stocked | 3WT8206-6UA30-0AA2 |  | 1286765 |  | SENTRON 3WT Plus |  |  | 1 |  | 11
161 | Siemens | ACB | SENTRON 3WTPlus air circuit breakers - ETU35WT: LSI + Display 5 Reduce 550.- 5 Reduce 550. Microprocessor based trip unit ETU37WT: LSING + Display | MF ¦ II 2500 Fixed Mounted design / 3 Pole | Frame Size: II | Rated current In (A): 2500 | Version: Fixed Mounted design / 3 Pole |  |  |  | Not stocked | 3WT8252-6AA00-0AA2 |  | 870840 |  | SENTRON 3WT Plus |  |  | 1 |  | 11
162 | Siemens | ACB | SENTRON 3WTPlus air circuit breakers - ETU35WT: LSI + Display 5 Reduce 550.- 5 Reduce 550. Microprocessor based trip unit ETU37WT: LSING + Display | MF ¦ II 2500 Fixed Mounted design / 4 Pole | Frame Size: II | Rated current In (A): 2500 | Version: Fixed Mounted design / 4 Pole |  |  |  | Not stocked | 3WT8256-6AA00-0AA2 |  | 1300285 |  | SENTRON 3WT Plus |  |  | 1 |  | 11
163 | Siemens | ACB | SENTRON 3WTPlus air circuit breakers - ETU35WT: LSI + Display 5 Reduce 550.- 5 Reduce 550. Microprocessor based trip unit ETU37WT: LSING + Display | EF ¦ II 2500 Fixed Mounted design / 3 Pole | Frame Size: II | Rated current In (A): 2500 | Version: Fixed Mounted design / 3 Pole |  |  |  | Not stocked | 3WT8252-6UA30-0AA2 |  | 1050115 |  | SENTRON 3WT Plus |  |  | 1 |  | 11
164 | Siemens | ACB | SENTRON 3WTPlus air circuit breakers - ETU35WT: LSI + Display 5 Reduce 550.- 5 Reduce 550. Microprocessor based trip unit ETU37WT: LSING + Display | EF ¦ II 2500 Fixed Mounted design / 4 Pole | Frame Size: II | Rated current In (A): 2500 | Version: Fixed Mounted design / 4 Pole |  |  |  | Not stocked | 3WT8256-6UA30-0AA2 |  | 1479560 |  | SENTRON 3WT Plus |  |  | 1 |  | 11
165 | Siemens | ACB | SENTRON 3WTPlus air circuit breakers - ETU35WT: LSI + Display 5 Reduce 550.- 5 Reduce 550. Microprocessor based trip unit ETU37WT: LSING + Display | MF ¦ II 3200 Fixed Mounted design / 3 Pole | Frame Size: II | Rated current In (A): 3200 | Version: Fixed Mounted design / 3 Pole |  |  |  | Not stocked | 3WT8322-6AA00-0AA2 |  | 1325920 |  | SENTRON 3WT Plus |  |  | 1 |  | 11
166 | Siemens | ACB | SENTRON 3WTPlus air circuit breakers - ETU35WT: LSI + Display 5 Reduce 550.- 5 Reduce 550. Microprocessor based trip unit ETU37WT: LSING + Display | MF ¦ II 3200 Fixed Mounted design / 4 Pole | Frame Size: II | Rated current In (A): 3200 | Version: Fixed Mounted design / 4 Pole |  |  |  | Not stocked | 3WT8326-6AA00-0AA2 |  | 1632950 |  | SENTRON 3WT Plus |  |  | 1 |  | 11
167 | Siemens | ACB | SENTRON 3WTPlus air circuit breakers - ETU35WT: LSI + Display 5 Reduce 550.- 5 Reduce 550. Microprocessor based trip unit ETU37WT: LSING + Display | EF ¦ II 3200 Fixed Mounted design / 3 Pole | Frame Size: II | Rated current In (A): 3200 | Version: Fixed Mounted design / 3 Pole |  |  |  | Not stocked | 3WT8322-6UA30-0AA2 |  | 1505195 |  | SENTRON 3WT Plus |  |  | 1 |  | 11
168 | Siemens | ACB | SENTRON 3WTPlus air circuit breakers - ETU35WT: LSI + Display 5 Reduce 550.- 5 Reduce 550. Microprocessor based trip unit ETU37WT: LSING + Display | EF ¦ II 3200 Fixed Mounted design / 4 Pole | Frame Size: II | Rated current In (A): 3200 | Version: Fixed Mounted design / 4 Pole |  |  |  | Not stocked | 3WT8326-6UA30-0AA2 |  | 1812225 |  | SENTRON 3WT Plus |  |  | 1 |  | 11
169 | Siemens | ACB Accessories | Accessories for SENTRON 3WTPlus ACBs - SENTRON - Safe.Flexible.Effificient 3WTPlus Accessories | Motorized Operating Mechanism with Electrical closing ¦ 110-127 110-125 | AC 50/60Hz V: 110-127 | DC V: 110-125 |  |  |  | Motorized Operating Mechanism with Electrical closing | Not stocked | 3WT9831-1JH00 |  | 192370 |  | SENTRON 3WT Plus |  |  | 1 |  | 12
170 | Siemens | ACB Accessories | Accessories for SENTRON 3WTPlus ACBs - SENTRON - Safe.Flexible.Effificient 3WTPlus Accessories | Motorized Operating Mechanism with Electrical closing ¦ 220-240 220-250 | AC 50/60Hz V: 220-240 | DC V: 220-250 |  |  |  | Motorized Operating Mechanism with Electrical closing | Not stocked | 3WT9831-1JK00 |  | 192370 |  | SENTRON 3WT Plus |  |  | 1 |  | 12
171 | Siemens | ACB Accessories | Accessories for SENTRON 3WTPlus ACBs - SENTRON - Safe.Flexible.Effificient 3WTPlus Accessories | Shunt Release or Closing Coil Suitable for continuous operation ¦ 24 | DC V: 24 |  |  |  |  | Shunt Release or Closing Coil Suitable for continuous operation | Not stocked | 3WT9851-1JB00 |  | 16480 |  | SENTRON 3WT Plus |  |  | 1 |  | 12
172 | Siemens | ACB Accessories | Accessories for SENTRON 3WTPlus ACBs - SENTRON - Safe.Flexible.Effificient 3WTPlus Accessories | Shunt Release or Closing Coil Suitable for continuous operation ¦ 110-127 110-125 | AC 50/60Hz V: 110-127 | DC V: 110-125 |  |  |  | Shunt Release or Closing Coil Suitable for continuous operation | Not stocked | 3WT9851-1JH00 |  | 16480 |  | SENTRON 3WT Plus |  |  | 1 |  | 12
173 | Siemens | ACB Accessories | Accessories for SENTRON 3WTPlus ACBs - SENTRON - Safe.Flexible.Effificient 3WTPlus Accessories | Shunt Release or Closing Coil Suitable for continuous operation ¦ 220-240 220-250 | AC 50/60Hz V: 220-240 | DC V: 220-250 |  |  |  | Shunt Release or Closing Coil Suitable for continuous operation | Not stocked | 3WT9851-1JK00 |  | 16480 |  | SENTRON 3WT Plus |  |  | 1 |  | 12
174 | Siemens | ACB Accessories | Accessories for SENTRON 3WTPlus ACBs - SENTRON - Safe.Flexible.Effificient 3WTPlus Accessories | Under Voltage Release Instantaneous ¦ 110-127 110-125 | AC 50/60Hz V: 110-127 | DC V: 110-125 |  |  |  | Under Voltage Release Instantaneous | Not stocked | 3WT9853-1JH00 |  | 17110 |  | SENTRON 3WT Plus |  |  | 1 |  | 12
175 | Siemens | ACB Accessories | Accessories for SENTRON 3WTPlus ACBs - SENTRON - Safe.Flexible.Effificient 3WTPlus Accessories | Under Voltage Release Instantaneous ¦ 208-240 220-250 | AC 50/60Hz V: 208-240 | DC V: 220-250 |  |  |  | Under Voltage Release Instantaneous | Not stocked | 3WT9853-1JK00 |  | 17110 |  | SENTRON 3WT Plus |  |  | 1 |  | 12
176 | Siemens | ACB Accessories | Accessories for SENTRON 3WTPlus ACBs - SENTRON - Safe.Flexible.Effificient 3WTPlus Accessories | Under Voltage Release Instantaneous ¦ 380-415 | AC 50/60Hz V: 380-415 |  |  |  |  | Under Voltage Release Instantaneous | Not stocked | 3WT9853-1JM00 |  | 17110 |  | SENTRON 3WT Plus |  |  | 1 |  | 12
177 | Siemens | ACB Accessories | Accessories for SENTRON 3WTPlus ACBs - SENTRON - Safe.Flexible.Effificient 3WTPlus Accessories | Auxiliary Terminal Block ¦ Fixed circuit breaker | AC 50/60Hz V: Fixed circuit breaker |  |  |  |  | Auxiliary Terminal Block | Not stocked | 3WT9825-1JC00 |  | 12035 |  | SENTRON 3WT Plus |  |  | 1 |  | 12
178 | Siemens | ACB Accessories | Accessories for SENTRON 3WTPlus ACBs - SENTRON - Safe.Flexible.Effificient 3WTPlus Accessories | Drawout circuit breaker | AC 50/60Hz V: Drawout circuit breaker |  |  |  |  | SENTRON - Safe.Flexible.Effificient 3WTPlus Accessories | Not stocked | 3WT9827-1JA00 |  | 12035 |  | SENTRON 3WT Plus |  |  | 1 |  | 12
179 | Siemens | ACB Accessories | Accessories for SENTRON 3WTPlus ACBs - SENTRON - Safe.Flexible.Effificient 3WTPlus Accessories | Auxiliary Switch Block ¦ 2 Change over | AC 50/60Hz V: 2 Change over |  |  |  |  | Auxiliary Switch Block | Not stocked | 3WT9816-1CE00 |  | 9210 |  | SENTRON 3WT Plus |  |  | 1 |  | 12
180 | Siemens | ACB Accessories | Accessories for SENTRON 3WTPlus ACBs - SENTRON - Safe.Flexible.Effificient 3WTPlus Accessories | Position Signal Switch for Withdrawable Breaker ¦ 3NO+3NC, 2NO+2NC, 1NO+1NC | AC 50/60Hz V: 3NO+3NC, 2NO+2NC, 1NO+1NC |  |  |  |  | Position Signal Switch for Withdrawable Breaker | Not stocked | 3WT9884-1JC10 |  | 37235 |  | SENTRON 3WT Plus |  |  | 1 |  | 12
181 | Siemens | ACB Accessories | Accessories for SENTRON 3WTPlus ACBs - SENTRON - Safe.Flexible.Effificient 3WTPlus Accessories | 5 digit operating cycle counter | [5 empty] | 5 digit operating cycle counter | Not stocked | 3WT9864-0CA00 |  | 31090 |  | SENTRON 3WT Plus |  |  | 1 |  | 12
182 | Siemens | ACB Accessories | Accessories for SENTRON 3WTPlus ACBs - SENTRON - Safe.Flexible.Effificient 3WTPlus Accessories | Blocking Device for preventing opening of cubicle door in service position: for Withdrawable Breaker | [5 empty] | Blocking Device for preventing opening of cubicle door in service position: for Withdrawable Breaker | Not stocked | 3WT9867-1JC00 |  | 28900 |  | SENTRON 3WT Plus |  |  | 1 |  | 12
183 | Siemens | ACB Accessories | Accessories for SENTRON 3WTPlus ACBs - SENTRON - Safe.Flexible.Effificient 3WTPlus Accessories | Blocking Device for preventing opening of cubicle door in ON position: for Fixed Breaker | [5 empty] | Blocking Device for preventing opening of cubicle door in ON position: for Fixed Breaker | Not stocked | 3WT9867-2JA00 |  | 28900 |  | SENTRON 3WT Plus |  |  | 1 |  | 12
184 | Siemens | ACB Accessories | Accessories for SENTRON 3WTPlus ACBs - SENTRON - Safe.Flexible.Effificient 3WTPlus Accessories | Castell Lock Mounting Kit (to prevent unauthorized closing of the circuit breaker) | [5 empty] | Castell Lock Mounting Kit (to prevent unauthorized closing of the circuit breaker) | Not stocked | 3WT9863-6JE00 |  | 26670 |  | SENTRON 3WT Plus |  |  | 1 |  | 12
185 | Siemens | ACB Accessories | Accessories for SENTRON 3WTPlus ACBs - SENTRON - Safe.Flexible.Effificient 3WTPlus Accessories | Castell Lock | [5 empty] | Castell Lock | Not stocked | 3WX3663-6JEL_ |  | 10880 |  | SENTRON 3WT Plus |  |  | 1 | Replace _ in part code as per footnote on the same price list page | 12
186 | Siemens | ACB Accessories | Accessories for SENTRON 3WTPlus ACBs - SENTRON - Safe.Flexible.Effificient 3WTPlus Accessories | Door Sealing Frame (Also suitable for 3WL ACB) | [5 empty] | Door Sealing Frame (Also suitable for 3WL ACB) | Not stocked | 3WX3686-0JA00 |  | 6940 |  | SENTRON 3WT Plus |  |  | 1 |  | 12
187 | Siemens | ACB Accessories | Accessories for SENTRON 3WTPlus ACBs - SENTRON - Safe.Flexible.Effificient 3WTPlus Accessories | External Current Sensor for N-conductor (For 3P ACB with Neutral or E/F Protection) ¦ Size I | AC 50/60Hz V: Size I |  |  |  |  | External Current Sensor for N-conductor (For 3P ACB with Neutral or E/F Protection) | Not stocked | 3WA9111-0AA21 |  | 70680 |  | SENTRON 3WT Plus |  |  | 1 |  | 12
188 | Siemens | ACB Accessories | Accessories for SENTRON 3WTPlus ACBs - SENTRON - Safe.Flexible.Effificient 3WTPlus Accessories | External Current Sensor for N-conductor (For 3P ACB with Neutral or E/F Protection) ¦ Size II | AC 50/60Hz V: Size II |  |  |  |  | External Current Sensor for N-conductor (For 3P ACB with Neutral or E/F Protection) | Not stocked | 3WA9111-0AA22 |  | 81960 |  | SENTRON 3WT Plus |  |  | 1 |  | 12
189 | Siemens | ACB Accessories | Accessories for SENTRON 3WTPlus ACBs - SENTRON - Safe.Flexible.Effificient 3WTPlus Accessories | External Current Sensor for N-conductor with copper connectors (for 3P ACB with Neutral or E/F protection) ¦ Size I | AC 50/60Hz V: Size I |  |  |  |  | External Current Sensor for N-conductor with copper connectors (for 3P ACB with Neutral or E/F protection) | Not stocked | 3WA9111-0AA31 |  | 85135 |  | SENTRON 3WT Plus |  |  | 1 |  | 12
190 | Siemens | ACB Accessories | Accessories for SENTRON 3WTPlus ACBs - SENTRON - Safe.Flexible.Effificient 3WTPlus Accessories | External Current Sensor for N-conductor with copper connectors (for 3P ACB with Neutral or E/F protection) ¦ Size II | AC 50/60Hz V: Size II |  |  |  |  | External Current Sensor for N-conductor with copper connectors (for 3P ACB with Neutral or E/F protection) | Not stocked | 3WA9111-0AA32 |  | 107575 |  | SENTRON 3WT Plus |  |  | 1 |  | 12
191 | Siemens | MCCB | SENTRON 3VA moulded case circuit breakers - SENTRON 3VA MCCB, Thermal Magnetic Trip Unit, Fixed Thermal Fixed Magnetic (FTFM), Ics = 100% Icu, 415VAC, 50Hz | 3VA10 16kA 16 3 Pole | Frame Size: 3VA10 | Breaking Capacity 415VAC, 50/60Hz: 16kA | Rated Current In (A): 16 | Version: 3 Pole |  |  | Not stocked | 3VA1096-2ED32-0AA0 |  | 20580 |  | SENTRON 3VA |  |  | 1 |  | 17
192 | Siemens | MCCB | SENTRON 3VA moulded case circuit breakers - SENTRON 3VA MCCB, Thermal Magnetic Trip Unit, Fixed Thermal Fixed Magnetic (FTFM), Ics = 100% Icu, 415VAC, 50Hz | 3VA10 16kA 16 4 Pole | Frame Size: 3VA10 | Breaking Capacity 415VAC, 50/60Hz: 16kA | Rated Current In (A): 16 | Version: 4 Pole |  |  | Not stocked | 3VA1096-2ED42-0AA0 |  | 26675 |  | SENTRON 3VA |  |  | 1 |  | 17
193 | Siemens | MCCB | SENTRON 3VA moulded case circuit breakers - SENTRON 3VA MCCB, Thermal Magnetic Trip Unit, Fixed Thermal Fixed Magnetic (FTFM), Ics = 100% Icu, 415VAC, 50Hz | 3VA10 16kA 20 3 Pole | Frame Size: 3VA10 | Breaking Capacity 415VAC, 50/60Hz: 16kA | Rated Current In (A): 20 | Version: 3 Pole |  |  | Not stocked | 3VA1020-2ED32-0AA0 |  | 20580 |  | SENTRON 3VA |  |  | 1 |  | 17
194 | Siemens | MCCB | SENTRON 3VA moulded case circuit breakers - SENTRON 3VA MCCB, Thermal Magnetic Trip Unit, Fixed Thermal Fixed Magnetic (FTFM), Ics = 100% Icu, 415VAC, 50Hz | 3VA10 16kA 20 4 Pole | Frame Size: 3VA10 | Breaking Capacity 415VAC, 50/60Hz: 16kA | Rated Current In (A): 20 | Version: 4 Pole |  |  | Not stocked | 3VA1020-2ED42-0AA0 |  | 26675 |  | SENTRON 3VA |  |  | 1 |  | 17
195 | Siemens | MCCB | SENTRON 3VA moulded case circuit breakers - SENTRON 3VA MCCB, Thermal Magnetic Trip Unit, Fixed Thermal Fixed Magnetic (FTFM), Ics = 100% Icu, 415VAC, 50Hz | 3VA10 16kA 25 3 Pole | Frame Size: 3VA10 | Breaking Capacity 415VAC, 50/60Hz: 16kA | Rated Current In (A): 25 | Version: 3 Pole |  |  | Not stocked | 3VA1025-2ED32-0AA0 |  | 20580 |  | SENTRON 3VA |  |  | 1 |  | 17
196 | Siemens | MCCB | SENTRON 3VA moulded case circuit breakers - SENTRON 3VA MCCB, Thermal Magnetic Trip Unit, Fixed Thermal Fixed Magnetic (FTFM), Ics = 100% Icu, 415VAC, 50Hz | 3VA10 16kA 25 4 Pole | Frame Size: 3VA10 | Breaking Capacity 415VAC, 50/60Hz: 16kA | Rated Current In (A): 25 | Version: 4 Pole |  |  | Not stocked | 3VA1025-2ED42-0AA0 |  | 26675 |  | SENTRON 3VA |  |  | 1 |  | 17
197 | Siemens | MCCB | SENTRON 3VA moulded case circuit breakers - SENTRON 3VA MCCB, Thermal Magnetic Trip Unit, Fixed Thermal Fixed Magnetic (FTFM), Ics = 100% Icu, 415VAC, 50Hz | 3VA10 16kA 32 3 Pole | Frame Size: 3VA10 | Breaking Capacity 415VAC, 50/60Hz: 16kA | Rated Current In (A): 32 | Version: 3 Pole |  |  | Not stocked | 3VA1032-2ED32-0AA0 |  | 20580 |  | SENTRON 3VA |  |  | 1 |  | 17
198 | Siemens | MCCB | SENTRON 3VA moulded case circuit breakers - SENTRON 3VA MCCB, Thermal Magnetic Trip Unit, Fixed Thermal Fixed Magnetic (FTFM), Ics = 100% Icu, 415VAC, 50Hz | 3VA10 16kA 32 4 Pole | Frame Size: 3VA10 | Breaking Capacity 415VAC, 50/60Hz: 16kA | Rated Current In (A): 32 | Version: 4 Pole |  |  | Not stocked | 3VA1032-2ED42-0AA0 |  | 26675 |  | SENTRON 3VA |  |  | 1 |  | 17
199 | Siemens | MCCB | SENTRON 3VA moulded case circuit breakers - SENTRON 3VA MCCB, Thermal Magnetic Trip Unit, Fixed Thermal Fixed Magnetic (FTFM), Ics = 100% Icu, 415VAC, 50Hz | 3VA10 16kA 40 3 Pole | Frame Size: 3VA10 | Breaking Capacity 415VAC, 50/60Hz: 16kA | Rated Current In (A): 40 | Version: 3 Pole |  |  | Not stocked | 3VA1040-2ED32-0AA0 |  | 20580 |  | SENTRON 3VA |  |  | 1 |  | 17
200 | Siemens | MCCB | SENTRON 3VA moulded case circuit breakers - SENTRON 3VA MCCB, Thermal Magnetic Trip Unit, Fixed Thermal Fixed Magnetic (FTFM), Ics = 100% Icu, 415VAC, 50Hz | 3VA10 16kA 40 4 Pole | Frame Size: 3VA10 | Breaking Capacity 415VAC, 50/60Hz: 16kA | Rated Current In (A): 40 | Version: 4 Pole |  |  | Not stocked | 3VA1040-2ED42-0AA0 |  | 26675 |  | SENTRON 3VA |  |  | 1 |  | 17
201 | Siemens | MCCB | SENTRON 3VA moulded case circuit breakers - SENTRON 3VA MCCB, Thermal Magnetic Trip Unit, Fixed Thermal Fixed Magnetic (FTFM), Ics = 100% Icu, 415VAC, 50Hz | 3VA10 16kA 50 3 Pole | Frame Size: 3VA10 | Breaking Capacity 415VAC, 50/60Hz: 16kA | Rated Current In (A): 50 | Version: 3 Pole |  |  | Not stocked | 3VA1050-2ED32-0AA0 |  | 20580 |  | SENTRON 3VA |  |  | 1 |  | 17
202 | Siemens | MCCB | SENTRON 3VA moulded case circuit breakers - SENTRON 3VA MCCB, Thermal Magnetic Trip Unit, Fixed Thermal Fixed Magnetic (FTFM), Ics = 100% Icu, 415VAC, 50Hz | 3VA10 16kA 50 4 Pole | Frame Size: 3VA10 | Breaking Capacity 415VAC, 50/60Hz: 16kA | Rated Current In (A): 50 | Version: 4 Pole |  |  | Not stocked | 3VA1050-2ED42-0AA0 |  | 26675 |  | SENTRON 3VA |  |  | 1 |  | 17
203 | Siemens | MCCB | SENTRON 3VA moulded case circuit breakers - SENTRON 3VA MCCB, Thermal Magnetic Trip Unit, Fixed Thermal Fixed Magnetic (FTFM), Ics = 100% Icu, 415VAC, 50Hz | 3VA10 16kA 63 3 Pole | Frame Size: 3VA10 | Breaking Capacity 415VAC, 50/60Hz: 16kA | Rated Current In (A): 63 | Version: 3 Pole |  |  | Not stocked | 3VA1063-2ED32-0AA0 |  | 20580 |  | SENTRON 3VA |  |  | 1 |  | 17
204 | Siemens | MCCB | SENTRON 3VA moulded case circuit breakers - SENTRON 3VA MCCB, Thermal Magnetic Trip Unit, Fixed Thermal Fixed Magnetic (FTFM), Ics = 100% Icu, 415VAC, 50Hz | 3VA10 16kA 63 4 Pole | Frame Size: 3VA10 | Breaking Capacity 415VAC, 50/60Hz: 16kA | Rated Current In (A): 63 | Version: 4 Pole |  |  | Not stocked | 3VA1063-2ED42-0AA0 |  | 26675 |  | SENTRON 3VA |  |  | 1 |  | 17
205 | Siemens | MCCB | SENTRON 3VA moulded case circuit breakers - SENTRON 3VA MCCB, Thermal Magnetic Trip Unit, Fixed Thermal Fixed Magnetic (FTFM), Ics = 100% Icu, 415VAC, 50Hz | 3VA10 16kA 80 3 Pole | Frame Size: 3VA10 | Breaking Capacity 415VAC, 50/60Hz: 16kA | Rated Current In (A): 80 | Version: 3 Pole |  |  | Not stocked | 3VA1080-2ED32-0AA0 |  | 22505 |  | SENTRON 3VA |  |  | 1 |  | 17
206 | Siemens | MCCB | SENTRON 3VA moulded case circuit breakers - SENTRON 3VA MCCB, Thermal Magnetic Trip Unit, Fixed Thermal Fixed Magnetic (FTFM), Ics = 100% Icu, 415VAC, 50Hz | 3VA10 16kA 80 4 Pole | Frame Size: 3VA10 | Breaking Capacity 415VAC, 50/60Hz: 16kA | Rated Current In (A): 80 | Version: 4 Pole |  |  | Not stocked | 3VA1080-2ED42-0AA0 |  | 29240 |  | SENTRON 3VA |  |  | 1 |  | 17
207 | Siemens | MCCB | SENTRON 3VA moulded case circuit breakers - SENTRON 3VA MCCB, Thermal Magnetic Trip Unit, Fixed Thermal Fixed Magnetic (FTFM), Ics = 100% Icu, 415VAC, 50Hz | 3VA10 16kA 100 3 Pole | Frame Size: 3VA10 | Breaking Capacity 415VAC, 50/60Hz: 16kA | Rated Current In (A): 100 | Version: 3 Pole |  |  | Not stocked | 3VA1010-2ED32-0AA0 |  | 26060 |  | SENTRON 3VA |  |  | 1 |  | 17
208 | Siemens | MCCB | SENTRON 3VA moulded case circuit breakers - SENTRON 3VA MCCB, Thermal Magnetic Trip Unit, Fixed Thermal Fixed Magnetic (FTFM), Ics = 100% Icu, 415VAC, 50Hz | 3VA10 16kA 100 4 Pole | Frame Size: 3VA10 | Breaking Capacity 415VAC, 50/60Hz: 16kA | Rated Current In (A): 100 | Version: 4 Pole |  |  | Not stocked | 3VA1010-2ED42-0AA0 |  | 33935 |  | SENTRON 3VA |  |  | 1 |  | 17
209 | Siemens | MCCB | SENTRON 3VA moulded case circuit breakers - SENTRON 3VA MCCB, Thermal Magnetic Trip Unit, Fixed Thermal Fixed Magnetic (FTFM), Ics = 100% Icu, 415VAC, 50Hz | 3VA10 25kA 16 3 Pole | Frame Size: 3VA10 | Breaking Capacity 415VAC, 50/60Hz: 25kA | Rated Current In (A): 16 | Version: 3 Pole |  |  | Not stocked | 3VA1096-3ED32-0AA0 |  | 21140 |  | SENTRON 3VA |  |  | 1 |  | 17
210 | Siemens | MCCB | SENTRON 3VA moulded case circuit breakers - SENTRON 3VA MCCB, Thermal Magnetic Trip Unit, Fixed Thermal Fixed Magnetic (FTFM), Ics = 100% Icu, 415VAC, 50Hz | 3VA10 25kA 16 4 Pole | Frame Size: 3VA10 | Breaking Capacity 415VAC, 50/60Hz: 25kA | Rated Current In (A): 16 | Version: 4 Pole |  |  | Not stocked | 3VA1096-3ED42-0AA0 |  | 27575 |  | SENTRON 3VA |  |  | 1 |  | 17
211 | Siemens | MCCB | SENTRON 3VA moulded case circuit breakers - SENTRON 3VA MCCB, Thermal Magnetic Trip Unit, Fixed Thermal Fixed Magnetic (FTFM), Ics = 100% Icu, 415VAC, 50Hz | 3VA10 25kA 20 3 Pole | Frame Size: 3VA10 | Breaking Capacity 415VAC, 50/60Hz: 25kA | Rated Current In (A): 20 | Version: 3 Pole |  |  | Not stocked | 3VA1020-3ED32-0AA0 |  | 21140 |  | SENTRON 3VA |  |  | 1 |  | 17
212 | Siemens | MCCB | SENTRON 3VA moulded case circuit breakers - SENTRON 3VA MCCB, Thermal Magnetic Trip Unit, Fixed Thermal Fixed Magnetic (FTFM), Ics = 100% Icu, 415VAC, 50Hz | 3VA10 25kA 20 4 Pole | Frame Size: 3VA10 | Breaking Capacity 415VAC, 50/60Hz: 25kA | Rated Current In (A): 20 | Version: 4 Pole |  |  | Not stocked | 3VA1020-3ED42-0AA0 |  | 27575 |  | SENTRON 3VA |  |  | 1 |  | 17
213 | Siemens | MCCB | SENTRON 3VA moulded case circuit breakers - SENTRON 3VA MCCB, Thermal Magnetic Trip Unit, Fixed Thermal Fixed Magnetic (FTFM), Ics = 100% Icu, 415VAC, 50Hz | 3VA10 25kA 25 3 Pole | Frame Size: 3VA10 | Breaking Capacity 415VAC, 50/60Hz: 25kA | Rated Current In (A): 25 | Version: 3 Pole |  |  | Not stocked | 3VA1025-3ED32-0AA0 |  | 21140 |  | SENTRON 3VA |  |  | 1 |  | 17
214 | Siemens | MCCB | SENTRON 3VA moulded case circuit breakers - SENTRON 3VA MCCB, Thermal Magnetic Trip Unit, Fixed Thermal Fixed Magnetic (FTFM), Ics = 100% Icu, 415VAC, 50Hz | 3VA10 25kA 25 4 Pole | Frame Size: 3VA10 | Breaking Capacity 415VAC, 50/60Hz: 25kA | Rated Current In (A): 25 | Version: 4 Pole |  |  | Not stocked | 3VA1025-3ED42-0AA0 |  | 27575 |  | SENTRON 3VA |  |  | 1 |  | 17
215 | Siemens | MCCB | SENTRON 3VA moulded case circuit breakers - SENTRON 3VA MCCB, Thermal Magnetic Trip Unit, Fixed Thermal Fixed Magnetic (FTFM), Ics = 100% Icu, 415VAC, 50Hz | 3VA10 25kA 32 3 Pole | Frame Size: 3VA10 | Breaking Capacity 415VAC, 50/60Hz: 25kA | Rated Current In (A): 32 | Version: 3 Pole |  |  | Not stocked | 3VA1032-3ED32-0AA0 |  | 21140 |  | SENTRON 3VA |  |  | 1 |  | 17
216 | Siemens | MCCB | SENTRON 3VA moulded case circuit breakers - SENTRON 3VA MCCB, Thermal Magnetic Trip Unit, Fixed Thermal Fixed Magnetic (FTFM), Ics = 100% Icu, 415VAC, 50Hz | 3VA10 25kA 32 4 Pole | Frame Size: 3VA10 | Breaking Capacity 415VAC, 50/60Hz: 25kA | Rated Current In (A): 32 | Version: 4 Pole |  |  | Not stocked | 3VA1032-3ED42-0AA0 |  | 27575 |  | SENTRON 3VA |  |  | 1 |  | 17
217 | Siemens | MCCB | SENTRON 3VA moulded case circuit breakers - SENTRON 3VA MCCB, Thermal Magnetic Trip Unit, Fixed Thermal Fixed Magnetic (FTFM), Ics = 100% Icu, 415VAC, 50Hz | 3VA10 25kA 40 3 Pole | Frame Size: 3VA10 | Breaking Capacity 415VAC, 50/60Hz: 25kA | Rated Current In (A): 40 | Version: 3 Pole |  |  | Not stocked | 3VA1040-3ED32-0AA0 |  | 21140 |  | SENTRON 3VA |  |  | 1 |  | 17
218 | Siemens | MCCB | SENTRON 3VA moulded case circuit breakers - SENTRON 3VA MCCB, Thermal Magnetic Trip Unit, Fixed Thermal Fixed Magnetic (FTFM), Ics = 100% Icu, 415VAC, 50Hz | 3VA10 25kA 40 4 Pole | Frame Size: 3VA10 | Breaking Capacity 415VAC, 50/60Hz: 25kA | Rated Current In (A): 40 | Version: 4 Pole |  |  | Not stocked | 3VA1040-3ED42-0AA0 |  | 27575 |  | SENTRON 3VA |  |  | 1 |  | 17
219 | Siemens | MCCB | SENTRON 3VA moulded case circuit breakers - SENTRON 3VA MCCB, Thermal Magnetic Trip Unit, Fixed Thermal Fixed Magnetic (FTFM), Ics = 100% Icu, 415VAC, 50Hz | 3VA10 25kA 50 3 Pole | Frame Size: 3VA10 | Breaking Capacity 415VAC, 50/60Hz: 25kA | Rated Current In (A): 50 | Version: 3 Pole |  |  | Not stocked | 3VA1050-3ED32-0AA0 |  | 21140 |  | SENTRON 3VA |  |  | 1 |  | 17
220 | Siemens | MCCB | SENTRON 3VA moulded case circuit breakers - SENTRON 3VA MCCB, Thermal Magnetic Trip Unit, Fixed Thermal Fixed Magnetic (FTFM), Ics = 100% Icu, 415VAC, 50Hz | 3VA10 25kA 50 4 Pole | Frame Size: 3VA10 | Breaking Capacity 415VAC, 50/60Hz: 25kA | Rated Current In (A): 50 | Version: 4 Pole |  |  | Not stocked | 3VA1050-3ED42-0AA0 |  | 27575 |  | SENTRON 3VA |  |  | 1 |  | 17
221 | Siemens | MCCB | SENTRON 3VA moulded case circuit breakers - SENTRON 3VA MCCB, Thermal Magnetic Trip Unit, Fixed Thermal Fixed Magnetic (FTFM), Ics = 100% Icu, 415VAC, 50Hz | 3VA10 25kA 63 3 Pole | Frame Size: 3VA10 | Breaking Capacity 415VAC, 50/60Hz: 25kA | Rated Current In (A): 63 | Version: 3 Pole |  |  | Not stocked | 3VA1063-3ED32-0AA0 |  | 21140 |  | SENTRON 3VA |  |  | 1 |  | 17
222 | Siemens | MCCB | SENTRON 3VA moulded case circuit breakers - SENTRON 3VA MCCB, Thermal Magnetic Trip Unit, Fixed Thermal Fixed Magnetic (FTFM), Ics = 100% Icu, 415VAC, 50Hz | 3VA10 25kA 63 4 Pole | Frame Size: 3VA10 | Breaking Capacity 415VAC, 50/60Hz: 25kA | Rated Current In (A): 63 | Version: 4 Pole |  |  | Not stocked | 3VA1063-3ED42-0AA0 |  | 27575 |  | SENTRON 3VA |  |  | 1 |  | 17
223 | Siemens | MCCB | SENTRON 3VA moulded case circuit breakers - SENTRON 3VA MCCB, Thermal Magnetic Trip Unit, Fixed Thermal Fixed Magnetic (FTFM), Ics = 100% Icu, 415VAC, 50Hz | 3VA10 25kA 80 3 Pole | Frame Size: 3VA10 | Breaking Capacity 415VAC, 50/60Hz: 25kA | Rated Current In (A): 80 | Version: 3 Pole |  |  | Not stocked | 3VA1080-3ED32-0AA0 |  | 22980 |  | SENTRON 3VA |  |  | 1 |  | 17
224 | Siemens | MCCB | SENTRON 3VA moulded case circuit breakers - SENTRON 3VA MCCB, Thermal Magnetic Trip Unit, Fixed Thermal Fixed Magnetic (FTFM), Ics = 100% Icu, 415VAC, 50Hz | 3VA10 25kA 80 4 Pole | Frame Size: 3VA10 | Breaking Capacity 415VAC, 50/60Hz: 25kA | Rated Current In (A): 80 | Version: 4 Pole |  |  | Not stocked | 3VA1080-3ED42-0AA0 |  | 29910 |  | SENTRON 3VA |  |  | 1 |  | 17
225 | Siemens | MCCB | SENTRON 3VA moulded case circuit breakers - SENTRON 3VA MCCB, Thermal Magnetic Trip Unit, Fixed Thermal Fixed Magnetic (FTFM), Ics = 100% Icu, 415VAC, 50Hz | 3VA10 25kA 100 3 Pole | Frame Size: 3VA10 | Breaking Capacity 415VAC, 50/60Hz: 25kA | Rated Current In (A): 100 | Version: 3 Pole |  |  | Not stocked | 3VA1010-3ED32-0AA0 |  | 27100 |  | SENTRON 3VA |  |  | 1 |  | 17
226 | Siemens | MCCB | SENTRON 3VA moulded case circuit breakers - SENTRON 3VA MCCB, Thermal Magnetic Trip Unit, Fixed Thermal Fixed Magnetic (FTFM), Ics = 100% Icu, 415VAC, 50Hz | 3VA10 25kA 100 4 Pole | Frame Size: 3VA10 | Breaking Capacity 415VAC, 50/60Hz: 25kA | Rated Current In (A): 100 | Version: 4 Pole |  |  | Not stocked | 3VA1010-3ED42-0AA0 |  | 34625 |  | SENTRON 3VA |  |  | 1 |  | 17
227 | Siemens | MCCB | SENTRON 3VA moulded case circuit breakers - SENTRON 3VA MCCB, Thermal Magnetic Trip Unit, Fixed Thermal Fixed Magnetic (FTFM), Ics = 100% Icu, 415VAC, 50Hz | 3VA11 25kA 125 3 Pole | Frame Size: 3VA11 | Breaking Capacity 415VAC, 50/60Hz: 25kA | Rated Current In (A): 125 | Version: 3 Pole |  |  | Not stocked | 3VA1112-3ED32-0AA0 |  | 45690 |  | SENTRON 3VA |  |  | 1 |  | 17
228 | Siemens | MCCB | SENTRON 3VA moulded case circuit breakers - SENTRON 3VA MCCB, Thermal Magnetic Trip Unit, Fixed Thermal Fixed Magnetic (FTFM), Ics = 100% Icu, 415VAC, 50Hz | 3VA11 25kA 125 4 Pole | Frame Size: 3VA11 | Breaking Capacity 415VAC, 50/60Hz: 25kA | Rated Current In (A): 125 | Version: 4 Pole |  |  | Not stocked | 3VA1112-3ED42-0AA0 |  | 58220 |  | SENTRON 3VA |  |  | 1 |  | 17
229 | Siemens | MCCB | SENTRON 3VA moulded case circuit breakers - SENTRON 3VA MCCB, Thermal Magnetic Trip Unit, Fixed Thermal Fixed Magnetic (FTFM), Ics = 100% Icu, 415VAC, 50Hz | 3VA11 25kA 160 3 Pole | Frame Size: 3VA11 | Breaking Capacity 415VAC, 50/60Hz: 25kA | Rated Current In (A): 160 | Version: 3 Pole |  |  | Not stocked | 3VA1116-3ED32-0AA0 |  | 52170 |  | SENTRON 3VA |  |  | 1 |  | 17
230 | Siemens | MCCB | SENTRON 3VA moulded case circuit breakers - SENTRON 3VA MCCB, Thermal Magnetic Trip Unit, Fixed Thermal Fixed Magnetic (FTFM), Ics = 100% Icu, 415VAC, 50Hz | 3VA11 25kA 160 4 Pole | Frame Size: 3VA11 | Breaking Capacity 415VAC, 50/60Hz: 25kA | Rated Current In (A): 160 | Version: 4 Pole |  |  | Not stocked | 3VA1116-3ED42-0AA0 |  | 67890 |  | SENTRON 3VA |  |  | 1 |  | 17
231 | Siemens | MCCB | SENTRON 3VA moulded case circuit breakers - SENTRON 3VA MCCB, Thermal Magnetic Trip Unit, Fixed Thermal Fixed Magnetic (FTFM), Ics = 100% Icu, 415VAC, 50Hz | 3VA10 36kA 16 3 Pole | Frame Size: 3VA10 | Breaking Capacity 415VAC, 50/60Hz: 36kA | Rated Current In (A): 16 | Version: 3 Pole |  |  | Not stocked | 3VA1096-4ED32-0AA0 |  | 22310 |  | SENTRON 3VA |  |  | 1 |  | 17
232 | Siemens | MCCB | SENTRON 3VA moulded case circuit breakers - SENTRON 3VA MCCB, Thermal Magnetic Trip Unit, Fixed Thermal Fixed Magnetic (FTFM), Ics = 100% Icu, 415VAC, 50Hz | 3VA10 36kA 16 4 Pole | Frame Size: 3VA10 | Breaking Capacity 415VAC, 50/60Hz: 36kA | Rated Current In (A): 16 | Version: 4 Pole |  |  | Not stocked | 3VA1196-4GD42-0AA0 |  | 30865 |  | SENTRON 3VA |  |  | 1 |  | 17
233 | Siemens | MCCB | SENTRON 3VA moulded case circuit breakers - SENTRON 3VA MCCB, Thermal Magnetic Trip Unit, Fixed Thermal Fixed Magnetic (FTFM), Ics = 100% Icu, 415VAC, 50Hz | 3VA10 36kA 20 3 Pole | Frame Size: 3VA10 | Breaking Capacity 415VAC, 50/60Hz: 36kA | Rated Current In (A): 20 | Version: 3 Pole |  |  | Not stocked | 3VA1020-4ED32-0AA0 |  | 22310 |  | SENTRON 3VA |  |  | 1 |  | 17
234 | Siemens | MCCB | SENTRON 3VA moulded case circuit breakers - SENTRON 3VA MCCB, Thermal Magnetic Trip Unit, Fixed Thermal Fixed Magnetic (FTFM), Ics = 100% Icu, 415VAC, 50Hz | 3VA10 36kA 20 4 Pole | Frame Size: 3VA10 | Breaking Capacity 415VAC, 50/60Hz: 36kA | Rated Current In (A): 20 | Version: 4 Pole |  |  | Not stocked | 3VA1120-4GD42-0AA0 |  | 30865 |  | SENTRON 3VA |  |  | 1 |  | 17
235 | Siemens | MCCB | SENTRON 3VA moulded case circuit breakers - SENTRON 3VA MCCB, Thermal Magnetic Trip Unit, Fixed Thermal Fixed Magnetic (FTFM), Ics = 100% Icu, 415VAC, 50Hz | 3VA10 36kA 25 3 Pole | Frame Size: 3VA10 | Breaking Capacity 415VAC, 50/60Hz: 36kA | Rated Current In (A): 25 | Version: 3 Pole |  |  | Not stocked | 3VA1025-4ED32-0AA0 |  | 22310 |  | SENTRON 3VA |  |  | 1 |  | 17
236 | Siemens | MCCB | SENTRON 3VA moulded case circuit breakers - SENTRON 3VA MCCB, Thermal Magnetic Trip Unit, Fixed Thermal Fixed Magnetic (FTFM), Ics = 100% Icu, 415VAC, 50Hz | 3VA10 36kA 25 4 Pole | Frame Size: 3VA10 | Breaking Capacity 415VAC, 50/60Hz: 36kA | Rated Current In (A): 25 | Version: 4 Pole |  |  | Not stocked | 3VA1125-4GD42-0AA0 |  | 30865 |  | SENTRON 3VA |  |  | 1 |  | 17
237 | Siemens | MCCB | SENTRON 3VA moulded case circuit breakers - SENTRON 3VA MCCB, Thermal Magnetic Trip Unit, Fixed Thermal Fixed Magnetic (FTFM), Ics = 100% Icu, 415VAC, 50Hz | 3VA10 36kA 32 3 Pole | Frame Size: 3VA10 | Breaking Capacity 415VAC, 50/60Hz: 36kA | Rated Current In (A): 32 | Version: 3 Pole |  |  | Not stocked | 3VA1032-4ED32-0AA0 |  | 22310 |  | SENTRON 3VA |  |  | 1 |  | 17
238 | Siemens | MCCB | SENTRON 3VA moulded case circuit breakers - SENTRON 3VA MCCB, Thermal Magnetic Trip Unit, Fixed Thermal Fixed Magnetic (FTFM), Ics = 100% Icu, 415VAC, 50Hz | 3VA10 36kA 32 4 Pole | Frame Size: 3VA10 | Breaking Capacity 415VAC, 50/60Hz: 36kA | Rated Current In (A): 32 | Version: 4 Pole |  |  | Not stocked | 3VA1132-4GD42-0AA0 |  | 30865 |  | SENTRON 3VA |  |  | 1 |  | 17
239 | Siemens | MCCB | SENTRON 3VA moulded case circuit breakers - SENTRON 3VA MCCB, Thermal Magnetic Trip Unit, Fixed Thermal Fixed Magnetic (FTFM), Ics = 100% Icu, 415VAC, 50Hz | 3VA10 36kA 40 3 Pole | Frame Size: 3VA10 | Breaking Capacity 415VAC, 50/60Hz: 36kA | Rated Current In (A): 40 | Version: 3 Pole |  |  | Not stocked | 3VA1040-4ED32-0AA0 |  | 22310 |  | SENTRON 3VA |  |  | 1 |  | 17
240 | Siemens | MCCB | SENTRON 3VA moulded case circuit breakers - SENTRON 3VA MCCB, Thermal Magnetic Trip Unit, Fixed Thermal Fixed Magnetic (FTFM), Ics = 100% Icu, 415VAC, 50Hz | 3VA10 36kA 40 4 Pole | Frame Size: 3VA10 | Breaking Capacity 415VAC, 50/60Hz: 36kA | Rated Current In (A): 40 | Version: 4 Pole |  |  | Not stocked | 3VA1140-4GD42-0AA0 |  | 30865 |  | SENTRON 3VA |  |  | 1 |  | 17
241 | Siemens | MCCB | SENTRON 3VA moulded case circuit breakers - SENTRON 3VA MCCB, Thermal Magnetic Trip Unit, Fixed Thermal Fixed Magnetic (FTFM), Ics = 100% Icu, 415VAC, 50Hz | 3VA10 36kA 50 3 Pole | Frame Size: 3VA10 | Breaking Capacity 415VAC, 50/60Hz: 36kA | Rated Current In (A): 50 | Version: 3 Pole |  |  | Not stocked | 3VA1050-4ED32-0AA0 |  | 22310 |  | SENTRON 3VA |  |  | 1 |  | 17
242 | Siemens | MCCB | SENTRON 3VA moulded case circuit breakers - SENTRON 3VA MCCB, Thermal Magnetic Trip Unit, Fixed Thermal Fixed Magnetic (FTFM), Ics = 100% Icu, 415VAC, 50Hz | 3VA10 36kA 50 4 Pole | Frame Size: 3VA10 | Breaking Capacity 415VAC, 50/60Hz: 36kA | Rated Current In (A): 50 | Version: 4 Pole |  |  | Not stocked | 3VA1150-4GD42-0AA0 |  | 30865 |  | SENTRON 3VA |  |  | 1 |  | 17
243 | Siemens | MCCB | SENTRON 3VA moulded case circuit breakers - SENTRON 3VA MCCB, Thermal Magnetic Trip Unit, Fixed Thermal Fixed Magnetic (FTFM), Ics = 100% Icu, 415VAC, 50Hz | 3VA10 36kA 63 3 Pole | Frame Size: 3VA10 | Breaking Capacity 415VAC, 50/60Hz: 36kA | Rated Current In (A): 63 | Version: 3 Pole |  |  | Not stocked | 3VA1063-4ED32-0AA0 |  | 22310 |  | SENTRON 3VA |  |  | 1 |  | 17
244 | Siemens | MCCB | SENTRON 3VA moulded case circuit breakers - SENTRON 3VA MCCB, Thermal Magnetic Trip Unit, Fixed Thermal Fixed Magnetic (FTFM), Ics = 100% Icu, 415VAC, 50Hz | 3VA10 36kA 63 4 Pole | Frame Size: 3VA10 | Breaking Capacity 415VAC, 50/60Hz: 36kA | Rated Current In (A): 63 | Version: 4 Pole |  |  | Not stocked | 3VA1163-4GD42-0AA0 |  | 30865 |  | SENTRON 3VA |  |  | 1 |  | 17
245 | Siemens | MCCB | SENTRON 3VA moulded case circuit breakers - SENTRON 3VA MCCB, Thermal Magnetic Trip Unit, Fixed Thermal Fixed Magnetic (FTFM), Ics = 100% Icu, 415VAC, 50Hz | 3VA10 36kA 80 3 Pole | Frame Size: 3VA10 | Breaking Capacity 415VAC, 50/60Hz: 36kA | Rated Current In (A): 80 | Version: 3 Pole |  |  | Not stocked | 3VA1080-4ED32-0AA0 |  | 23405 |  | SENTRON 3VA |  |  | 1 |  | 17
246 | Siemens | MCCB | SENTRON 3VA moulded case circuit breakers - SENTRON 3VA MCCB, Thermal Magnetic Trip Unit, Fixed Thermal Fixed Magnetic (FTFM), Ics = 100% Icu, 415VAC, 50Hz | 3VA10 36kA 80 4 Pole | Frame Size: 3VA10 | Breaking Capacity 415VAC, 50/60Hz: 36kA | Rated Current In (A): 80 | Version: 4 Pole |  |  | Not stocked | 3VA1180-4GD42-0AA0 |  | 33845 |  | SENTRON 3VA |  |  | 1 |  | 17
247 | Siemens | MCCB | SENTRON 3VA moulded case circuit breakers - SENTRON 3VA MCCB, Thermal Magnetic Trip Unit, Fixed Thermal Fixed Magnetic (FTFM), Ics = 100% Icu, 415VAC, 50Hz | 3VA10 36kA 100 3 Pole | Frame Size: 3VA10 | Breaking Capacity 415VAC, 50/60Hz: 36kA | Rated Current In (A): 100 | Version: 3 Pole |  |  | Not stocked | 3VA1010-4ED32-0AA0 |  | 28175 |  | SENTRON 3VA |  |  | 1 |  | 17
248 | Siemens | MCCB | SENTRON 3VA moulded case circuit breakers - SENTRON 3VA MCCB, Thermal Magnetic Trip Unit, Fixed Thermal Fixed Magnetic (FTFM), Ics = 100% Icu, 415VAC, 50Hz | 3VA10 36kA 100 4 Pole | Frame Size: 3VA10 | Breaking Capacity 415VAC, 50/60Hz: 36kA | Rated Current In (A): 100 | Version: 4 Pole |  |  | Not stocked | 3VA1110-4GD42-0AA0 |  | 39095 |  | SENTRON 3VA |  |  | 1 |  | 17
249 | Siemens | MCCB | SENTRON 3VA moulded case circuit breakers - SENTRON 3VA MCCB, Thermal Magnetic Trip Unit, Fixed Thermal Fixed Magnetic (FTFM), Ics = 100% Icu, 415VAC, 50Hz | 3VA11 36kA 125 3 Pole | Frame Size: 3VA11 | Breaking Capacity 415VAC, 50/60Hz: 36kA | Rated Current In (A): 125 | Version: 3 Pole |  |  | Not stocked | 3VA1112-4ED32-0AA0 |  | 48680 |  | SENTRON 3VA |  |  | 1 |  | 17
250 | Siemens | MCCB | SENTRON 3VA moulded case circuit breakers - SENTRON 3VA MCCB, Thermal Magnetic Trip Unit, Fixed Thermal Fixed Magnetic (FTFM), Ics = 100% Icu, 415VAC, 50Hz | 3VA11 36kA 125 4 Pole | Frame Size: 3VA11 | Breaking Capacity 415VAC, 50/60Hz: 36kA | Rated Current In (A): 125 | Version: 4 Pole |  |  | Not stocked | 3VA1112-4GD42-0AA0 |  | 63280 |  | SENTRON 3VA |  |  | 1 |  | 17
251 | Siemens | MCCB | SENTRON 3VA moulded case circuit breakers - SENTRON 3VA MCCB, Thermal Magnetic Trip Unit, Fixed Thermal Fixed Magnetic (FTFM), Ics = 100% Icu, 415VAC, 50Hz | 3VA11 36kA 160 3 Pole | Frame Size: 3VA11 | Breaking Capacity 415VAC, 50/60Hz: 36kA | Rated Current In (A): 160 | Version: 3 Pole |  |  | Not stocked | 3VA1116-4ED32-0AA0 |  | 56760 |  | SENTRON 3VA |  |  | 1 |  | 17
252 | Siemens | MCCB | SENTRON 3VA moulded case circuit breakers - SENTRON 3VA MCCB, Thermal Magnetic Trip Unit, Fixed Thermal Fixed Magnetic (FTFM), Ics = 100% Icu, 415VAC, 50Hz | 3VA11 36kA 160 4 Pole | Frame Size: 3VA11 | Breaking Capacity 415VAC, 50/60Hz: 36kA | Rated Current In (A): 160 | Version: 4 Pole |  |  | Not stocked | 3VA1116-4GD42-0AA0 |  | 73800 |  | SENTRON 3VA |  |  | 1 |  | 17
253 | Siemens | MCCB | SENTRON 3VA moulded case circuit breakers - SENTRON 3VA MCCB, Thermal Magnetic Trip Unit, Fixed Thermal Fixed Magnetic (FTFM), Ics = 100% Icu, 415VAC, 50Hz | 3VA11 55kA 16 3 Pole | Frame Size: 3VA11 | Breaking Capacity 415VAC, 50/60Hz: 55kA | Rated Current In (A): 16 | Version: 3 Pole |  |  | Not stocked | 3VA1196-5ED32-0AA0 |  | 26140 |  | SENTRON 3VA |  |  | 1 |  | 17
254 | Siemens | MCCB | SENTRON 3VA moulded case circuit breakers - SENTRON 3VA MCCB, Thermal Magnetic Trip Unit, Fixed Thermal Fixed Magnetic (FTFM), Ics = 100% Icu, 415VAC, 50Hz | 3VA11 55kA 16 4 Pole | Frame Size: 3VA11 | Breaking Capacity 415VAC, 50/60Hz: 55kA | Rated Current In (A): 16 | Version: 4 Pole |  |  | Not stocked | 3VA1196-5GD42-0AA0 |  | 33935 |  | SENTRON 3VA |  |  | 1 |  | 17
255 | Siemens | MCCB | SENTRON 3VA moulded case circuit breakers - SENTRON 3VA MCCB, Thermal Magnetic Trip Unit, Fixed Thermal Fixed Magnetic (FTFM), Ics = 100% Icu, 415VAC, 50Hz | 3VA11 55kA 20 3 Pole | Frame Size: 3VA11 | Breaking Capacity 415VAC, 50/60Hz: 55kA | Rated Current In (A): 20 | Version: 3 Pole |  |  | Not stocked | 3VA1120-5ED32-0AA0 |  | 26140 |  | SENTRON 3VA |  |  | 1 |  | 17
256 | Siemens | MCCB | SENTRON 3VA moulded case circuit breakers - SENTRON 3VA MCCB, Thermal Magnetic Trip Unit, Fixed Thermal Fixed Magnetic (FTFM), Ics = 100% Icu, 415VAC, 50Hz | 3VA11 55kA 20 4 Pole | Frame Size: 3VA11 | Breaking Capacity 415VAC, 50/60Hz: 55kA | Rated Current In (A): 20 | Version: 4 Pole |  |  | Not stocked | 3VA1120-5GD42-0AA0 |  | 33935 |  | SENTRON 3VA |  |  | 1 |  | 17
257 | Siemens | MCCB | SENTRON 3VA moulded case circuit breakers - SENTRON 3VA MCCB, Thermal Magnetic Trip Unit, Fixed Thermal Fixed Magnetic (FTFM), Ics = 100% Icu, 415VAC, 50Hz | 3VA11 55kA 25 3 Pole | Frame Size: 3VA11 | Breaking Capacity 415VAC, 50/60Hz: 55kA | Rated Current In (A): 25 | Version: 3 Pole |  |  | Not stocked | 3VA1125-5ED32-0AA0 |  | 26140 |  | SENTRON 3VA |  |  | 1 |  | 17
258 | Siemens | MCCB | SENTRON 3VA moulded case circuit breakers - SENTRON 3VA MCCB, Thermal Magnetic Trip Unit, Fixed Thermal Fixed Magnetic (FTFM), Ics = 100% Icu, 415VAC, 50Hz | 3VA11 55kA 25 4 Pole | Frame Size: 3VA11 | Breaking Capacity 415VAC, 50/60Hz: 55kA | Rated Current In (A): 25 | Version: 4 Pole |  |  | Not stocked | 3VA1125-5GD42-0AA0 |  | 33935 |  | SENTRON 3VA |  |  | 1 |  | 17
259 | Siemens | MCCB | SENTRON 3VA moulded case circuit breakers - SENTRON 3VA MCCB, Thermal Magnetic Trip Unit, Fixed Thermal Fixed Magnetic (FTFM), Ics = 100% Icu, 415VAC, 50Hz | 3VA11 55kA 32 3 Pole | Frame Size: 3VA11 | Breaking Capacity 415VAC, 50/60Hz: 55kA | Rated Current In (A): 32 | Version: 3 Pole |  |  | Not stocked | 3VA1132-5ED32-0AA0 |  | 26140 |  | SENTRON 3VA |  |  | 1 |  | 17
260 | Siemens | MCCB | SENTRON 3VA moulded case circuit breakers - SENTRON 3VA MCCB, Thermal Magnetic Trip Unit, Fixed Thermal Fixed Magnetic (FTFM), Ics = 100% Icu, 415VAC, 50Hz | 3VA11 55kA 32 4 Pole | Frame Size: 3VA11 | Breaking Capacity 415VAC, 50/60Hz: 55kA | Rated Current In (A): 32 | Version: 4 Pole |  |  | Not stocked | 3VA1132-5GD42-0AA0 |  | 33935 |  | SENTRON 3VA |  |  | 1 |  | 17
261 | Siemens | MCCB | SENTRON 3VA moulded case circuit breakers - SENTRON 3VA MCCB, Thermal Magnetic Trip Unit, Fixed Thermal Fixed Magnetic (FTFM), Ics = 100% Icu, 415VAC, 50Hz | 3VA11 55kA 40 3 Pole | Frame Size: 3VA11 | Breaking Capacity 415VAC, 50/60Hz: 55kA | Rated Current In (A): 40 | Version: 3 Pole |  |  | Not stocked | 3VA1140-5ED32-0AA0 |  | 26140 |  | SENTRON 3VA |  |  | 1 |  | 17
262 | Siemens | MCCB | SENTRON 3VA moulded case circuit breakers - SENTRON 3VA MCCB, Thermal Magnetic Trip Unit, Fixed Thermal Fixed Magnetic (FTFM), Ics = 100% Icu, 415VAC, 50Hz | 3VA11 55kA 40 4 Pole | Frame Size: 3VA11 | Breaking Capacity 415VAC, 50/60Hz: 55kA | Rated Current In (A): 40 | Version: 4 Pole |  |  | Not stocked | 3VA1140-5GD42-0AA0 |  | 33935 |  | SENTRON 3VA |  |  | 1 |  | 17
263 | Siemens | MCCB | SENTRON 3VA moulded case circuit breakers - SENTRON 3VA MCCB, Thermal Magnetic Trip Unit, Fixed Thermal Fixed Magnetic (FTFM), Ics = 100% Icu, 415VAC, 50Hz | 3VA11 55kA 50 3 Pole | Frame Size: 3VA11 | Breaking Capacity 415VAC, 50/60Hz: 55kA | Rated Current In (A): 50 | Version: 3 Pole |  |  | Not stocked | 3VA1150-5ED32-0AA0 |  | 26140 |  | SENTRON 3VA |  |  | 1 |  | 17
264 | Siemens | MCCB | SENTRON 3VA moulded case circuit breakers - SENTRON 3VA MCCB, Thermal Magnetic Trip Unit, Fixed Thermal Fixed Magnetic (FTFM), Ics = 100% Icu, 415VAC, 50Hz | 3VA11 55kA 50 4 Pole | Frame Size: 3VA11 | Breaking Capacity 415VAC, 50/60Hz: 55kA | Rated Current In (A): 50 | Version: 4 Pole |  |  | Not stocked | 3VA1150-5GD42-0AA0 |  | 33935 |  | SENTRON 3VA |  |  | 1 |  | 17
265 | Siemens | MCCB | SENTRON 3VA moulded case circuit breakers - SENTRON 3VA MCCB, Thermal Magnetic Trip Unit, Fixed Thermal Fixed Magnetic (FTFM), Ics = 100% Icu, 415VAC, 50Hz | 3VA11 55kA 63 3 Pole | Frame Size: 3VA11 | Breaking Capacity 415VAC, 50/60Hz: 55kA | Rated Current In (A): 63 | Version: 3 Pole |  |  | Not stocked | 3VA1163-5ED32-0AA0 |  | 26640 |  | SENTRON 3VA |  |  | 1 |  | 17
266 | Siemens | MCCB | SENTRON 3VA moulded case circuit breakers - SENTRON 3VA MCCB, Thermal Magnetic Trip Unit, Fixed Thermal Fixed Magnetic (FTFM), Ics = 100% Icu, 415VAC, 50Hz | 3VA11 55kA 63 4 Pole | Frame Size: 3VA11 | Breaking Capacity 415VAC, 50/60Hz: 55kA | Rated Current In (A): 63 | Version: 4 Pole |  |  | Not stocked | 3VA1163-5GD42-0AA0 |  | 33935 |  | SENTRON 3VA |  |  | 1 |  | 17
267 | Siemens | MCCB | SENTRON 3VA moulded case circuit breakers - SENTRON 3VA MCCB, Thermal Magnetic Trip Unit, Fixed Thermal Fixed Magnetic (FTFM), Ics = 100% Icu, 415VAC, 50Hz | 3VA11 55kA 80 3 Pole | Frame Size: 3VA11 | Breaking Capacity 415VAC, 50/60Hz: 55kA | Rated Current In (A): 80 | Version: 3 Pole |  |  | Not stocked | 3VA1180-5ED32-0AA0 |  | 28685 |  | SENTRON 3VA |  |  | 1 |  | 17
268 | Siemens | MCCB | SENTRON 3VA moulded case circuit breakers - SENTRON 3VA MCCB, Thermal Magnetic Trip Unit, Fixed Thermal Fixed Magnetic (FTFM), Ics = 100% Icu, 415VAC, 50Hz | 3VA11 55kA 80 4 Pole | Frame Size: 3VA11 | Breaking Capacity 415VAC, 50/60Hz: 55kA | Rated Current In (A): 80 | Version: 4 Pole |  |  | Not stocked | 3VA1180-5GD42-0AA0 |  | 37260 |  | SENTRON 3VA |  |  | 1 |  | 17
269 | Siemens | MCCB | SENTRON 3VA moulded case circuit breakers - SENTRON 3VA MCCB, Thermal Magnetic Trip Unit, Fixed Thermal Fixed Magnetic (FTFM), Ics = 100% Icu, 415VAC, 50Hz | 3VA11 55kA 100 3 Pole | Frame Size: 3VA11 | Breaking Capacity 415VAC, 50/60Hz: 55kA | Rated Current In (A): 100 | Version: 3 Pole |  |  | Not stocked | 3VA1110-5ED32-0AA0 |  | 33205 |  | SENTRON 3VA |  |  | 1 |  | 17
270 | Siemens | MCCB | SENTRON 3VA moulded case circuit breakers - SENTRON 3VA MCCB, Thermal Magnetic Trip Unit, Fixed Thermal Fixed Magnetic (FTFM), Ics = 100% Icu, 415VAC, 50Hz | 3VA11 55kA 100 4 Pole | Frame Size: 3VA11 | Breaking Capacity 415VAC, 50/60Hz: 55kA | Rated Current In (A): 100 | Version: 4 Pole |  |  | Not stocked | 3VA1110-5GD42-0AA0 |  | 43060 |  | SENTRON 3VA |  |  | 1 |  | 17
271 | Siemens | MCCB | SENTRON 3VA moulded case circuit breakers - SENTRON 3VA MCCB, Thermal Magnetic Trip Unit, Fixed Thermal Fixed Magnetic (FTFM), Ics = 100% Icu, 415VAC, 50Hz | 3VA11 55kA 125 3 Pole | Frame Size: 3VA11 | Breaking Capacity 415VAC, 50/60Hz: 55kA | Rated Current In (A): 125 | Version: 3 Pole |  |  | Not stocked | 3VA1112-5ED32-0AA0 |  | 53500 |  | SENTRON 3VA |  |  | 1 |  | 17
272 | Siemens | MCCB | SENTRON 3VA moulded case circuit breakers - SENTRON 3VA MCCB, Thermal Magnetic Trip Unit, Fixed Thermal Fixed Magnetic (FTFM), Ics = 100% Icu, 415VAC, 50Hz | 3VA11 55kA 125 4 Pole | Frame Size: 3VA11 | Breaking Capacity 415VAC, 50/60Hz: 55kA | Rated Current In (A): 125 | Version: 4 Pole |  |  | Not stocked | 3VA1112-5GD42-0AA0 |  | 69530 |  | SENTRON 3VA |  |  | 1 |  | 17
273 | Siemens | MCCB | SENTRON 3VA moulded case circuit breakers - SENTRON 3VA MCCB, Thermal Magnetic Trip Unit, Fixed Thermal Fixed Magnetic (FTFM), Ics = 100% Icu, 415VAC, 50Hz | 3VA11 55kA 160 3 Pole | Frame Size: 3VA11 | Breaking Capacity 415VAC, 50/60Hz: 55kA | Rated Current In (A): 160 | Version: 3 Pole |  |  | Not stocked | 3VA1116-5ED32-0AA0 |  | 62380 |  | SENTRON 3VA |  |  | 1 |  | 17
274 | Siemens | MCCB | SENTRON 3VA moulded case circuit breakers - SENTRON 3VA MCCB, Thermal Magnetic Trip Unit, Fixed Thermal Fixed Magnetic (FTFM), Ics = 100% Icu, 415VAC, 50Hz | 3VA11 55kA 160 4 Pole | Frame Size: 3VA11 | Breaking Capacity 415VAC, 50/60Hz: 55kA | Rated Current In (A): 160 | Version: 4 Pole |  |  | Not stocked | 3VA1116-5GD42-0AA0 |  | 81185 |  | SENTRON 3VA |  |  | 1 |  | 17
275 | Siemens | MCCB | SENTRON 3VA moulded case circuit breakers - SENTRON 3VA MCCB, Thermal Magnetic Trip Unit, Adj. Thermal Fixed Magnetic (ATFM), Ics = 100% Icu, 415VAC, 50Hz | 3VA11 25kA 16 3 Pole | Frame Size: 3VA11 | Breaking Capacity 415VAC, 50/60Hz: 25kA | Rated Current In (A): 16 | Version: 3 Pole |  |  | Not stocked | 3VA1196-3EE32-0AA0 |  | 26825 |  | SENTRON 3VA |  |  | 1 |  | 18
276 | Siemens | MCCB | SENTRON 3VA moulded case circuit breakers - SENTRON 3VA MCCB, Thermal Magnetic Trip Unit, Adj. Thermal Fixed Magnetic (ATFM), Ics = 100% Icu, 415VAC, 50Hz | 3VA11 25kA 16 4 Pole | Frame Size: 3VA11 | Breaking Capacity 415VAC, 50/60Hz: 25kA | Rated Current In (A): 16 | Version: 4 Pole |  |  | Not stocked | 3VA1196-3GE42-0AA0 |  | 38425 |  | SENTRON 3VA |  |  | 1 |  | 18
277 | Siemens | MCCB | SENTRON 3VA moulded case circuit breakers - SENTRON 3VA MCCB, Thermal Magnetic Trip Unit, Adj. Thermal Fixed Magnetic (ATFM), Ics = 100% Icu, 415VAC, 50Hz | 3VA11 25kA 20 3 Pole | Frame Size: 3VA11 | Breaking Capacity 415VAC, 50/60Hz: 25kA | Rated Current In (A): 20 | Version: 3 Pole |  |  | Not stocked | 3VA1120-3EE32-0AA0 |  | 26825 |  | SENTRON 3VA |  |  | 1 |  | 18
278 | Siemens | MCCB | SENTRON 3VA moulded case circuit breakers - SENTRON 3VA MCCB, Thermal Magnetic Trip Unit, Adj. Thermal Fixed Magnetic (ATFM), Ics = 100% Icu, 415VAC, 50Hz | 3VA11 25kA 20 4 Pole | Frame Size: 3VA11 | Breaking Capacity 415VAC, 50/60Hz: 25kA | Rated Current In (A): 20 | Version: 4 Pole |  |  | Not stocked | 3VA1120-3GE42-0AA0 |  | 38425 |  | SENTRON 3VA |  |  | 1 |  | 18
279 | Siemens | MCCB | SENTRON 3VA moulded case circuit breakers - SENTRON 3VA MCCB, Thermal Magnetic Trip Unit, Adj. Thermal Fixed Magnetic (ATFM), Ics = 100% Icu, 415VAC, 50Hz | 3VA11 25kA 25 3 Pole | Frame Size: 3VA11 | Breaking Capacity 415VAC, 50/60Hz: 25kA | Rated Current In (A): 25 | Version: 3 Pole |  |  | Not stocked | 3VA1125-3EE32-0AA0 |  | 26825 |  | SENTRON 3VA |  |  | 1 |  | 18
280 | Siemens | MCCB | SENTRON 3VA moulded case circuit breakers - SENTRON 3VA MCCB, Thermal Magnetic Trip Unit, Adj. Thermal Fixed Magnetic (ATFM), Ics = 100% Icu, 415VAC, 50Hz | 3VA11 25kA 25 4 Pole | Frame Size: 3VA11 | Breaking Capacity 415VAC, 50/60Hz: 25kA | Rated Current In (A): 25 | Version: 4 Pole |  |  | Not stocked | 3VA1125-3GE42-0AA0 |  | 38425 |  | SENTRON 3VA |  |  | 1 |  | 18
281 | Siemens | MCCB | SENTRON 3VA moulded case circuit breakers - SENTRON 3VA MCCB, Thermal Magnetic Trip Unit, Adj. Thermal Fixed Magnetic (ATFM), Ics = 100% Icu, 415VAC, 50Hz | 3VA11 25kA 32 3 Pole | Frame Size: 3VA11 | Breaking Capacity 415VAC, 50/60Hz: 25kA | Rated Current In (A): 32 | Version: 3 Pole |  |  | Not stocked | 3VA1132-3EE32-0AA0 |  | 26825 |  | SENTRON 3VA |  |  | 1 |  | 18
282 | Siemens | MCCB | SENTRON 3VA moulded case circuit breakers - SENTRON 3VA MCCB, Thermal Magnetic Trip Unit, Adj. Thermal Fixed Magnetic (ATFM), Ics = 100% Icu, 415VAC, 50Hz | 3VA11 25kA 32 4 Pole | Frame Size: 3VA11 | Breaking Capacity 415VAC, 50/60Hz: 25kA | Rated Current In (A): 32 | Version: 4 Pole |  |  | Not stocked | 3VA1132-3GE42-0AA0 |  | 38425 |  | SENTRON 3VA |  |  | 1 |  | 18
283 | Siemens | MCCB | SENTRON 3VA moulded case circuit breakers - SENTRON 3VA MCCB, Thermal Magnetic Trip Unit, Adj. Thermal Fixed Magnetic (ATFM), Ics = 100% Icu, 415VAC, 50Hz | 3VA11 25kA 40 3 Pole | Frame Size: 3VA11 | Breaking Capacity 415VAC, 50/60Hz: 25kA | Rated Current In (A): 40 | Version: 3 Pole |  |  | Not stocked | 3VA1140-3EE32-0AA0 |  | 26825 |  | SENTRON 3VA |  |  | 1 |  | 18
284 | Siemens | MCCB | SENTRON 3VA moulded case circuit breakers - SENTRON 3VA MCCB, Thermal Magnetic Trip Unit, Adj. Thermal Fixed Magnetic (ATFM), Ics = 100% Icu, 415VAC, 50Hz | 3VA11 25kA 40 4 Pole | Frame Size: 3VA11 | Breaking Capacity 415VAC, 50/60Hz: 25kA | Rated Current In (A): 40 | Version: 4 Pole |  |  | Not stocked | 3VA1140-3GE42-0AA0 |  | 38425 |  | SENTRON 3VA |  |  | 1 |  | 18
285 | Siemens | MCCB | SENTRON 3VA moulded case circuit breakers - SENTRON 3VA MCCB, Thermal Magnetic Trip Unit, Adj. Thermal Fixed Magnetic (ATFM), Ics = 100% Icu, 415VAC, 50Hz | 3VA11 25kA 50 3 Pole | Frame Size: 3VA11 | Breaking Capacity 415VAC, 50/60Hz: 25kA | Rated Current In (A): 50 | Version: 3 Pole |  |  | Not stocked | 3VA1150-3EE32-0AA0 |  | 26825 |  | SENTRON 3VA |  |  | 1 |  | 18
286 | Siemens | MCCB | SENTRON 3VA moulded case circuit breakers - SENTRON 3VA MCCB, Thermal Magnetic Trip Unit, Adj. Thermal Fixed Magnetic (ATFM), Ics = 100% Icu, 415VAC, 50Hz | 3VA11 25kA 50 4 Pole | Frame Size: 3VA11 | Breaking Capacity 415VAC, 50/60Hz: 25kA | Rated Current In (A): 50 | Version: 4 Pole |  |  | Not stocked | 3VA1150-3GE42-0AA0 |  | 38425 |  | SENTRON 3VA |  |  | 1 |  | 18
287 | Siemens | MCCB | SENTRON 3VA moulded case circuit breakers - SENTRON 3VA MCCB, Thermal Magnetic Trip Unit, Adj. Thermal Fixed Magnetic (ATFM), Ics = 100% Icu, 415VAC, 50Hz | 3VA11 25kA 63 3 Pole | Frame Size: 3VA11 | Breaking Capacity 415VAC, 50/60Hz: 25kA | Rated Current In (A): 63 | Version: 3 Pole |  |  | Not stocked | 3VA1163-3EE32-0AA0 |  | 26825 |  | SENTRON 3VA |  |  | 1 |  | 18
288 | Siemens | MCCB | SENTRON 3VA moulded case circuit breakers - SENTRON 3VA MCCB, Thermal Magnetic Trip Unit, Adj. Thermal Fixed Magnetic (ATFM), Ics = 100% Icu, 415VAC, 50Hz | 3VA11 25kA 63 4 Pole | Frame Size: 3VA11 | Breaking Capacity 415VAC, 50/60Hz: 25kA | Rated Current In (A): 63 | Version: 4 Pole |  |  | Not stocked | 3VA1163-3GE42-0AA0 |  | 38425 |  | SENTRON 3VA |  |  | 1 |  | 18
289 | Siemens | MCCB | SENTRON 3VA moulded case circuit breakers - SENTRON 3VA MCCB, Thermal Magnetic Trip Unit, Adj. Thermal Fixed Magnetic (ATFM), Ics = 100% Icu, 415VAC, 50Hz | 3VA11 25kA 80 3 Pole | Frame Size: 3VA11 | Breaking Capacity 415VAC, 50/60Hz: 25kA | Rated Current In (A): 80 | Version: 3 Pole |  |  | Not stocked | 3VA1180-3EE32-0AA0 |  | 26825 |  | SENTRON 3VA |  |  | 1 |  | 18
290 | Siemens | MCCB | SENTRON 3VA moulded case circuit breakers - SENTRON 3VA MCCB, Thermal Magnetic Trip Unit, Adj. Thermal Fixed Magnetic (ATFM), Ics = 100% Icu, 415VAC, 50Hz | 3VA11 25kA 80 4 Pole | Frame Size: 3VA11 | Breaking Capacity 415VAC, 50/60Hz: 25kA | Rated Current In (A): 80 | Version: 4 Pole |  |  | Not stocked | 3VA1180-3GE42-0AA0 |  | 38425 |  | SENTRON 3VA |  |  | 1 |  | 18
291 | Siemens | MCCB | SENTRON 3VA moulded case circuit breakers - SENTRON 3VA MCCB, Thermal Magnetic Trip Unit, Adj. Thermal Fixed Magnetic (ATFM), Ics = 100% Icu, 415VAC, 50Hz | 3VA11 25kA 100 3 Pole | Frame Size: 3VA11 | Breaking Capacity 415VAC, 50/60Hz: 25kA | Rated Current In (A): 100 | Version: 3 Pole |  |  | Not stocked | 3VA1110-3EE32-0AA0 |  | 28685 |  | SENTRON 3VA |  |  | 1 |  | 18
292 | Siemens | MCCB | SENTRON 3VA moulded case circuit breakers - SENTRON 3VA MCCB, Thermal Magnetic Trip Unit, Adj. Thermal Fixed Magnetic (ATFM), Ics = 100% Icu, 415VAC, 50Hz | 3VA11 25kA 100 4 Pole | Frame Size: 3VA11 | Breaking Capacity 415VAC, 50/60Hz: 25kA | Rated Current In (A): 100 | Version: 4 Pole |  |  | Not stocked | 3VA1110-3GE42-0AA0 |  | 38425 |  | SENTRON 3VA |  |  | 1 |  | 18
293 | Siemens | MCCB | SENTRON 3VA moulded case circuit breakers - SENTRON 3VA MCCB, Thermal Magnetic Trip Unit, Adj. Thermal Fixed Magnetic (ATFM), Ics = 100% Icu, 415VAC, 50Hz | 3VA11 25kA 125 3 Pole | Frame Size: 3VA11 | Breaking Capacity 415VAC, 50/60Hz: 25kA | Rated Current In (A): 125 | Version: 3 Pole |  |  | Not stocked | 3VA1112-3EE32-0AA0 |  | 48680 |  | SENTRON 3VA |  |  | 1 |  | 18
294 | Siemens | MCCB | SENTRON 3VA moulded case circuit breakers - SENTRON 3VA MCCB, Thermal Magnetic Trip Unit, Adj. Thermal Fixed Magnetic (ATFM), Ics = 100% Icu, 415VAC, 50Hz | 3VA11 25kA 125 4 Pole | Frame Size: 3VA11 | Breaking Capacity 415VAC, 50/60Hz: 25kA | Rated Current In (A): 125 | Version: 4 Pole |  |  | Not stocked | 3VA1112-3GE42-0AA0 |  | 59945 |  | SENTRON 3VA |  |  | 1 |  | 18
295 | Siemens | MCCB | SENTRON 3VA moulded case circuit breakers - SENTRON 3VA MCCB, Thermal Magnetic Trip Unit, Adj. Thermal Fixed Magnetic (ATFM), Ics = 100% Icu, 415VAC, 50Hz | 3VA11 25kA 160 3 Pole | Frame Size: 3VA11 | Breaking Capacity 415VAC, 50/60Hz: 25kA | Rated Current In (A): 160 | Version: 3 Pole |  |  | Not stocked | 3VA1116-3EE32-0AA0 |  | 53705 |  | SENTRON 3VA |  |  | 1 |  | 18
296 | Siemens | MCCB | SENTRON 3VA moulded case circuit breakers - SENTRON 3VA MCCB, Thermal Magnetic Trip Unit, Adj. Thermal Fixed Magnetic (ATFM), Ics = 100% Icu, 415VAC, 50Hz | 3VA11 25kA 160 4 Pole | Frame Size: 3VA11 | Breaking Capacity 415VAC, 50/60Hz: 25kA | Rated Current In (A): 160 | Version: 4 Pole |  |  | Not stocked | 3VA1116-3GE42-0AA0 |  | 69625 |  | SENTRON 3VA |  |  | 1 |  | 18
297 | Siemens | MCCB | SENTRON 3VA moulded case circuit breakers - SENTRON 3VA MCCB, Thermal Magnetic Trip Unit, Adj. Thermal Fixed Magnetic (ATFM), Ics = 100% Icu, 415VAC, 50Hz | 3VA11 36kA 16 3 Pole | Frame Size: 3VA11 | Breaking Capacity 415VAC, 50/60Hz: 36kA | Rated Current In (A): 16 | Version: 3 Pole |  |  | Not stocked | 3VA1196-4EE32-0AA0 |  | 33125 |  | SENTRON 3VA |  |  | 1 |  | 18
298 | Siemens | MCCB | SENTRON 3VA moulded case circuit breakers - SENTRON 3VA MCCB, Thermal Magnetic Trip Unit, Adj. Thermal Fixed Magnetic (ATFM), Ics = 100% Icu, 415VAC, 50Hz | 3VA11 36kA 16 4 Pole | Frame Size: 3VA11 | Breaking Capacity 415VAC, 50/60Hz: 36kA | Rated Current In (A): 16 | Version: 4 Pole |  |  | Not stocked | 3VA1196-4GE42-0AA0 |  | 43350 |  | SENTRON 3VA |  |  | 1 |  | 18
299 | Siemens | MCCB | SENTRON 3VA moulded case circuit breakers - SENTRON 3VA MCCB, Thermal Magnetic Trip Unit, Adj. Thermal Fixed Magnetic (ATFM), Ics = 100% Icu, 415VAC, 50Hz | 3VA11 36kA 20 3 Pole | Frame Size: 3VA11 | Breaking Capacity 415VAC, 50/60Hz: 36kA | Rated Current In (A): 20 | Version: 3 Pole |  |  | Not stocked | 3VA1120-4EE32-0AA0 |  | 33125 |  | SENTRON 3VA |  |  | 1 |  | 18
300 | Siemens | MCCB | SENTRON 3VA moulded case circuit breakers - SENTRON 3VA MCCB, Thermal Magnetic Trip Unit, Adj. Thermal Fixed Magnetic (ATFM), Ics = 100% Icu, 415VAC, 50Hz | 3VA11 36kA 20 4 Pole | Frame Size: 3VA11 | Breaking Capacity 415VAC, 50/60Hz: 36kA | Rated Current In (A): 20 | Version: 4 Pole |  |  | Not stocked | 3VA1120-4GE42-0AA0 |  | 43350 |  | SENTRON 3VA |  |  | 1 |  | 18
301 | Siemens | MCCB | SENTRON 3VA moulded case circuit breakers - SENTRON 3VA MCCB, Thermal Magnetic Trip Unit, Adj. Thermal Fixed Magnetic (ATFM), Ics = 100% Icu, 415VAC, 50Hz | 3VA11 36kA 25 3 Pole | Frame Size: 3VA11 | Breaking Capacity 415VAC, 50/60Hz: 36kA | Rated Current In (A): 25 | Version: 3 Pole |  |  | Not stocked | 3VA1125-4EE32-0AA0 |  | 33125 |  | SENTRON 3VA |  |  | 1 |  | 18
302 | Siemens | MCCB | SENTRON 3VA moulded case circuit breakers - SENTRON 3VA MCCB, Thermal Magnetic Trip Unit, Adj. Thermal Fixed Magnetic (ATFM), Ics = 100% Icu, 415VAC, 50Hz | 3VA11 36kA 25 4 Pole | Frame Size: 3VA11 | Breaking Capacity 415VAC, 50/60Hz: 36kA | Rated Current In (A): 25 | Version: 4 Pole |  |  | Not stocked | 3VA1125-4GE42-0AA0 |  | 43350 |  | SENTRON 3VA |  |  | 1 |  | 18
303 | Siemens | MCCB | SENTRON 3VA moulded case circuit breakers - SENTRON 3VA MCCB, Thermal Magnetic Trip Unit, Adj. Thermal Fixed Magnetic (ATFM), Ics = 100% Icu, 415VAC, 50Hz | 3VA11 36kA 32 3 Pole | Frame Size: 3VA11 | Breaking Capacity 415VAC, 50/60Hz: 36kA | Rated Current In (A): 32 | Version: 3 Pole |  |  | Not stocked | 3VA1132-4EE32-0AA0 |  | 33125 |  | SENTRON 3VA |  |  | 1 |  | 18
304 | Siemens | MCCB | SENTRON 3VA moulded case circuit breakers - SENTRON 3VA MCCB, Thermal Magnetic Trip Unit, Adj. Thermal Fixed Magnetic (ATFM), Ics = 100% Icu, 415VAC, 50Hz | 3VA11 36kA 32 4 Pole | Frame Size: 3VA11 | Breaking Capacity 415VAC, 50/60Hz: 36kA | Rated Current In (A): 32 | Version: 4 Pole |  |  | Not stocked | 3VA1132-4GE42-0AA0 |  | 43350 |  | SENTRON 3VA |  |  | 1 |  | 18
305 | Siemens | MCCB | SENTRON 3VA moulded case circuit breakers - SENTRON 3VA MCCB, Thermal Magnetic Trip Unit, Adj. Thermal Fixed Magnetic (ATFM), Ics = 100% Icu, 415VAC, 50Hz | 3VA11 36kA 40 3 Pole | Frame Size: 3VA11 | Breaking Capacity 415VAC, 50/60Hz: 36kA | Rated Current In (A): 40 | Version: 3 Pole |  |  | Not stocked | 3VA1140-4EE32-0AA0 |  | 33125 |  | SENTRON 3VA |  |  | 1 |  | 18
306 | Siemens | MCCB | SENTRON 3VA moulded case circuit breakers - SENTRON 3VA MCCB, Thermal Magnetic Trip Unit, Adj. Thermal Fixed Magnetic (ATFM), Ics = 100% Icu, 415VAC, 50Hz | 3VA11 36kA 40 4 Pole | Frame Size: 3VA11 | Breaking Capacity 415VAC, 50/60Hz: 36kA | Rated Current In (A): 40 | Version: 4 Pole |  |  | Not stocked | 3VA1140-4GE42-0AA0 |  | 43350 |  | SENTRON 3VA |  |  | 1 |  | 18
307 | Siemens | MCCB | SENTRON 3VA moulded case circuit breakers - SENTRON 3VA MCCB, Thermal Magnetic Trip Unit, Adj. Thermal Fixed Magnetic (ATFM), Ics = 100% Icu, 415VAC, 50Hz | 3VA11 36kA 50 3 Pole | Frame Size: 3VA11 | Breaking Capacity 415VAC, 50/60Hz: 36kA | Rated Current In (A): 50 | Version: 3 Pole |  |  | Not stocked | 3VA1150-4EE32-0AA0 |  | 33125 |  | SENTRON 3VA |  |  | 1 |  | 18
308 | Siemens | MCCB | SENTRON 3VA moulded case circuit breakers - SENTRON 3VA MCCB, Thermal Magnetic Trip Unit, Adj. Thermal Fixed Magnetic (ATFM), Ics = 100% Icu, 415VAC, 50Hz | 3VA11 36kA 50 4 Pole | Frame Size: 3VA11 | Breaking Capacity 415VAC, 50/60Hz: 36kA | Rated Current In (A): 50 | Version: 4 Pole |  |  | Not stocked | 3VA1150-4GE42-0AA0 |  | 43350 |  | SENTRON 3VA |  |  | 1 |  | 18
309 | Siemens | MCCB | SENTRON 3VA moulded case circuit breakers - SENTRON 3VA MCCB, Thermal Magnetic Trip Unit, Adj. Thermal Fixed Magnetic (ATFM), Ics = 100% Icu, 415VAC, 50Hz | 3VA11 36kA 63 3 Pole | Frame Size: 3VA11 | Breaking Capacity 415VAC, 50/60Hz: 36kA | Rated Current In (A): 63 | Version: 3 Pole |  |  | Not stocked | 3VA1163-4EE32-0AA0 |  | 33125 |  | SENTRON 3VA |  |  | 1 |  | 18
310 | Siemens | MCCB | SENTRON 3VA moulded case circuit breakers - SENTRON 3VA MCCB, Thermal Magnetic Trip Unit, Adj. Thermal Fixed Magnetic (ATFM), Ics = 100% Icu, 415VAC, 50Hz | 3VA11 36kA 63 4 Pole | Frame Size: 3VA11 | Breaking Capacity 415VAC, 50/60Hz: 36kA | Rated Current In (A): 63 | Version: 4 Pole |  |  | Not stocked | 3VA1163-4GE42-0AA0 |  | 43350 |  | SENTRON 3VA |  |  | 1 |  | 18
311 | Siemens | MCCB | SENTRON 3VA moulded case circuit breakers - SENTRON 3VA MCCB, Thermal Magnetic Trip Unit, Adj. Thermal Fixed Magnetic (ATFM), Ics = 100% Icu, 415VAC, 50Hz | 3VA11 36kA 80 3 Pole | Frame Size: 3VA11 | Breaking Capacity 415VAC, 50/60Hz: 36kA | Rated Current In (A): 80 | Version: 3 Pole |  |  | Not stocked | 3VA1180-4EE32-0AA0 |  | 33125 |  | SENTRON 3VA |  |  | 1 |  | 18
312 | Siemens | MCCB | SENTRON 3VA moulded case circuit breakers - SENTRON 3VA MCCB, Thermal Magnetic Trip Unit, Adj. Thermal Fixed Magnetic (ATFM), Ics = 100% Icu, 415VAC, 50Hz | 3VA11 36kA 80 4 Pole | Frame Size: 3VA11 | Breaking Capacity 415VAC, 50/60Hz: 36kA | Rated Current In (A): 80 | Version: 4 Pole |  |  | Not stocked | 3VA1180-4GE42-0AA0 |  | 43350 |  | SENTRON 3VA |  |  | 1 |  | 18
313 | Siemens | MCCB | SENTRON 3VA moulded case circuit breakers - SENTRON 3VA MCCB, Thermal Magnetic Trip Unit, Adj. Thermal Fixed Magnetic (ATFM), Ics = 100% Icu, 415VAC, 50Hz | 3VA11 36kA 100 3 Pole | Frame Size: 3VA11 | Breaking Capacity 415VAC, 50/60Hz: 36kA | Rated Current In (A): 100 | Version: 3 Pole |  |  | Not stocked | 3VA1110-4EE32-0AA0 |  | 33125 |  | SENTRON 3VA |  |  | 1 |  | 18
314 | Siemens | MCCB | SENTRON 3VA moulded case circuit breakers - SENTRON 3VA MCCB, Thermal Magnetic Trip Unit, Adj. Thermal Fixed Magnetic (ATFM), Ics = 100% Icu, 415VAC, 50Hz | 3VA11 36kA 100 4 Pole | Frame Size: 3VA11 | Breaking Capacity 415VAC, 50/60Hz: 36kA | Rated Current In (A): 100 | Version: 4 Pole |  |  | Not stocked | 3VA1110-4GE42-0AA0 |  | 43350 |  | SENTRON 3VA |  |  | 1 |  | 18
315 | Siemens | MCCB | SENTRON 3VA moulded case circuit breakers - SENTRON 3VA MCCB, Thermal Magnetic Trip Unit, Adj. Thermal Fixed Magnetic (ATFM), Ics = 100% Icu, 415VAC, 50Hz | 3VA11 36kA 125 3 Pole | Frame Size: 3VA11 | Breaking Capacity 415VAC, 50/60Hz: 36kA | Rated Current In (A): 125 | Version: 3 Pole |  |  | Not stocked | 3VA1112-4EE32-0AA0 |  | 50970 |  | SENTRON 3VA |  |  | 1 |  | 18
316 | Siemens | MCCB | SENTRON 3VA moulded case circuit breakers - SENTRON 3VA MCCB, Thermal Magnetic Trip Unit, Adj. Thermal Fixed Magnetic (ATFM), Ics = 100% Icu, 415VAC, 50Hz | 3VA11 36kA 125 4 Pole | Frame Size: 3VA11 | Breaking Capacity 415VAC, 50/60Hz: 36kA | Rated Current In (A): 125 | Version: 4 Pole |  |  | Not stocked | 3VA1112-4GE42-0AA0 |  | 64930 |  | SENTRON 3VA |  |  | 1 |  | 18
317 | Siemens | MCCB | SENTRON 3VA moulded case circuit breakers - SENTRON 3VA MCCB, Thermal Magnetic Trip Unit, Adj. Thermal Fixed Magnetic (ATFM), Ics = 100% Icu, 415VAC, 50Hz | 3VA11 36kA 160 3 Pole | Frame Size: 3VA11 | Breaking Capacity 415VAC, 50/60Hz: 36kA | Rated Current In (A): 160 | Version: 3 Pole |  |  | Not stocked | 3VA1116-4EE32-0AA0 |  | 58345 |  | SENTRON 3VA |  |  | 1 |  | 18
318 | Siemens | MCCB | SENTRON 3VA moulded case circuit breakers - SENTRON 3VA MCCB, Thermal Magnetic Trip Unit, Adj. Thermal Fixed Magnetic (ATFM), Ics = 100% Icu, 415VAC, 50Hz | 3VA11 36kA 160 4 Pole | Frame Size: 3VA11 | Breaking Capacity 415VAC, 50/60Hz: 36kA | Rated Current In (A): 160 | Version: 4 Pole |  |  | Not stocked | 3VA1116-4GE42-0AA0 |  | 75715 |  | SENTRON 3VA |  |  | 1 |  | 18
319 | Siemens | MCCB | SENTRON 3VA moulded case circuit breakers - SENTRON 3VA MCCB, Thermal Magnetic Trip Unit, Adj. Thermal Fixed Magnetic (ATFM), Ics = 100% Icu, 415VAC, 50Hz | 3VA12 36kA 200 3 Pole | Frame Size: 3VA12 | Breaking Capacity 415VAC, 50/60Hz: 36kA | Rated Current In (A): 200 | Version: 3 Pole |  |  | Not stocked | 3VA1220-4EE32-0AA0 |  | 73590 |  | SENTRON 3VA |  |  | 1 |  | 18
320 | Siemens | MCCB | SENTRON 3VA moulded case circuit breakers - SENTRON 3VA MCCB, Thermal Magnetic Trip Unit, Adj. Thermal Fixed Magnetic (ATFM), Ics = 100% Icu, 415VAC, 50Hz | 3VA12 36kA 200 4 Pole | Frame Size: 3VA12 | Breaking Capacity 415VAC, 50/60Hz: 36kA | Rated Current In (A): 200 | Version: 4 Pole |  |  | Not stocked | 3VA1220-4GE42-0AA0 |  | 90670 |  | SENTRON 3VA |  |  | 1 |  | 18
321 | Siemens | MCCB | SENTRON 3VA moulded case circuit breakers - SENTRON 3VA MCCB, Thermal Magnetic Trip Unit, Adj. Thermal Fixed Magnetic (ATFM), Ics = 100% Icu, 415VAC, 50Hz | 3VA12 36kA 250 3 Pole | Frame Size: 3VA12 | Breaking Capacity 415VAC, 50/60Hz: 36kA | Rated Current In (A): 250 | Version: 3 Pole |  |  | Not stocked | 3VA1225-4EE32-0AA0 |  | 78010 |  | SENTRON 3VA |  |  | 1 |  | 18
322 | Siemens | MCCB | SENTRON 3VA moulded case circuit breakers - SENTRON 3VA MCCB, Thermal Magnetic Trip Unit, Adj. Thermal Fixed Magnetic (ATFM), Ics = 100% Icu, 415VAC, 50Hz | 3VA12 36kA 250 4 Pole | Frame Size: 3VA12 | Breaking Capacity 415VAC, 50/60Hz: 36kA | Rated Current In (A): 250 | Version: 4 Pole |  |  | Not stocked | 3VA1225-4GE42-0AA0 |  | 97945 |  | SENTRON 3VA |  |  | 1 |  | 18
323 | Siemens | MCCB | SENTRON 3VA moulded case circuit breakers - SENTRON 3VA MCCB, Thermal Magnetic Trip Unit, Adj. Thermal Fixed Magnetic (ATFM), Ics = 100% Icu, 415VAC, 50Hz | 3VA13 36kA 320 3 Pole | Frame Size: 3VA13 | Breaking Capacity 415VAC, 50/60Hz: 36kA | Rated Current In (A): 320 | Version: 3 Pole |  |  | Not stocked | 3VA1332-4EE32-0AA0 |  | 104615 |  | SENTRON 3VA |  |  | 1 |  | 18
324 | Siemens | MCCB | SENTRON 3VA moulded case circuit breakers - SENTRON 3VA MCCB, Thermal Magnetic Trip Unit, Adj. Thermal Fixed Magnetic (ATFM), Ics = 100% Icu, 415VAC, 50Hz | 3VA13 36kA 320 4 Pole | Frame Size: 3VA13 | Breaking Capacity 415VAC, 50/60Hz: 36kA | Rated Current In (A): 320 | Version: 4 Pole |  |  | Not stocked | 3VA1332-4GE42-0AA0 |  | 135440 |  | SENTRON 3VA |  |  | 1 |  | 18
325 | Siemens | MCCB | SENTRON 3VA moulded case circuit breakers - SENTRON 3VA MCCB, Thermal Magnetic Trip Unit, Adj. Thermal Fixed Magnetic (ATFM), Ics = 100% Icu, 415VAC, 50Hz | 3VA13 36kA 400 3 Pole | Frame Size: 3VA13 | Breaking Capacity 415VAC, 50/60Hz: 36kA | Rated Current In (A): 400 | Version: 3 Pole |  |  | Not stocked | 3VA1340-4EE32-0AA0 |  | 104615 |  | SENTRON 3VA |  |  | 1 |  | 18
326 | Siemens | MCCB | SENTRON 3VA moulded case circuit breakers - SENTRON 3VA MCCB, Thermal Magnetic Trip Unit, Adj. Thermal Fixed Magnetic (ATFM), Ics = 100% Icu, 415VAC, 50Hz | 3VA13 36kA 400 4 Pole | Frame Size: 3VA13 | Breaking Capacity 415VAC, 50/60Hz: 36kA | Rated Current In (A): 400 | Version: 4 Pole |  |  | Not stocked | 3VA1340-4GE42-0AA0 |  | 135440 |  | SENTRON 3VA |  |  | 1 |  | 18
327 | Siemens | MCCB | SENTRON 3VA moulded case circuit breakers - SENTRON 3VA MCCB, Thermal Magnetic Trip Unit, Adj. Thermal Fixed Magnetic (ATFM), Ics = 100% Icu, 415VAC, 50Hz | 3VA14 36kA 500 3 Pole | Frame Size: 3VA14 | Breaking Capacity 415VAC, 50/60Hz: 36kA | Rated Current In (A): 500 | Version: 3 Pole |  |  | Not stocked | 3VA1450-4EE32-0AA0 |  | 135025 |  | SENTRON 3VA |  |  | 1 |  | 18
328 | Siemens | MCCB | SENTRON 3VA moulded case circuit breakers - SENTRON 3VA MCCB, Thermal Magnetic Trip Unit, Adj. Thermal Fixed Magnetic (ATFM), Ics = 100% Icu, 415VAC, 50Hz | 3VA14 36kA 500 4 Pole | Frame Size: 3VA14 | Breaking Capacity 415VAC, 50/60Hz: 36kA | Rated Current In (A): 500 | Version: 4 Pole |  |  | Not stocked | 3VA1450-4GE42-0AA0 |  | 174910 |  | SENTRON 3VA |  |  | 1 |  | 18
329 | Siemens | MCCB | SENTRON 3VA moulded case circuit breakers - SENTRON 3VA MCCB, Thermal Magnetic Trip Unit, Adj. Thermal Fixed Magnetic (ATFM), Ics = 100% Icu, 415VAC, 50Hz | 3VA14 36kA 630 3 Pole | Frame Size: 3VA14 | Breaking Capacity 415VAC, 50/60Hz: 36kA | Rated Current In (A): 630 | Version: 3 Pole |  |  | Not stocked | 3VA1463-4EE32-0AA0 |  | 135025 |  | SENTRON 3VA |  |  | 1 |  | 18
330 | Siemens | MCCB | SENTRON 3VA moulded case circuit breakers - SENTRON 3VA MCCB, Thermal Magnetic Trip Unit, Adj. Thermal Fixed Magnetic (ATFM), Ics = 100% Icu, 415VAC, 50Hz | 3VA14 36kA 630 4 Pole | Frame Size: 3VA14 | Breaking Capacity 415VAC, 50/60Hz: 36kA | Rated Current In (A): 630 | Version: 4 Pole |  |  | Not stocked | 3VA1463-4GE42-0AA0 |  | 174910 |  | SENTRON 3VA |  |  | 1 |  | 18
331 | Siemens | MCCB | SENTRON 3VA moulded case circuit breakers - SENTRON 3VA MCCB, Thermal Magnetic Trip Unit, Adj. Thermal Fixed Magnetic (ATFM), Ics = 100% Icu, 415VAC, 50Hz | 3VA11 55kA 16 3 Pole | Frame Size: 3VA11 | Breaking Capacity 415VAC, 50/60Hz: 55kA | Rated Current In (A): 16 | Version: 3 Pole |  |  | Not stocked | 3VA1196-5EE32-0AA0 |  | 37740 |  | SENTRON 3VA |  |  | 1 |  | 18
332 | Siemens | MCCB | SENTRON 3VA moulded case circuit breakers - SENTRON 3VA MCCB, Thermal Magnetic Trip Unit, Adj. Thermal Fixed Magnetic (ATFM), Ics = 100% Icu, 415VAC, 50Hz | 3VA11 55kA 16 4 Pole | Frame Size: 3VA11 | Breaking Capacity 415VAC, 50/60Hz: 55kA | Rated Current In (A): 16 | Version: 4 Pole |  |  | Not stocked | 3VA1196-5GE42-0AA0 |  | 47700 |  | SENTRON 3VA |  |  | 1 |  | 18
333 | Siemens | MCCB | SENTRON 3VA moulded case circuit breakers - SENTRON 3VA MCCB, Thermal Magnetic Trip Unit, Adj. Thermal Fixed Magnetic (ATFM), Ics = 100% Icu, 415VAC, 50Hz | 3VA11 55kA 20 3 Pole | Frame Size: 3VA11 | Breaking Capacity 415VAC, 50/60Hz: 55kA | Rated Current In (A): 20 | Version: 3 Pole |  |  | Not stocked | 3VA1120-5EE32-0AA0 |  | 37740 |  | SENTRON 3VA |  |  | 1 |  | 18
334 | Siemens | MCCB | SENTRON 3VA moulded case circuit breakers - SENTRON 3VA MCCB, Thermal Magnetic Trip Unit, Adj. Thermal Fixed Magnetic (ATFM), Ics = 100% Icu, 415VAC, 50Hz | 3VA11 55kA 20 4 Pole | Frame Size: 3VA11 | Breaking Capacity 415VAC, 50/60Hz: 55kA | Rated Current In (A): 20 | Version: 4 Pole |  |  | Not stocked | 3VA1120-5GE42-0AA0 |  | 47700 |  | SENTRON 3VA |  |  | 1 |  | 18
335 | Siemens | MCCB | SENTRON 3VA moulded case circuit breakers - SENTRON 3VA MCCB, Thermal Magnetic Trip Unit, Adj. Thermal Fixed Magnetic (ATFM), Ics = 100% Icu, 415VAC, 50Hz | 3VA11 55kA 25 3 Pole | Frame Size: 3VA11 | Breaking Capacity 415VAC, 50/60Hz: 55kA | Rated Current In (A): 25 | Version: 3 Pole |  |  | Not stocked | 3VA1125-5EE32-0AA0 |  | 37740 |  | SENTRON 3VA |  |  | 1 |  | 18
336 | Siemens | MCCB | SENTRON 3VA moulded case circuit breakers - SENTRON 3VA MCCB, Thermal Magnetic Trip Unit, Adj. Thermal Fixed Magnetic (ATFM), Ics = 100% Icu, 415VAC, 50Hz | 3VA11 55kA 25 4 Pole | Frame Size: 3VA11 | Breaking Capacity 415VAC, 50/60Hz: 55kA | Rated Current In (A): 25 | Version: 4 Pole |  |  | Not stocked | 3VA1125-5GE42-0AA0 |  | 47700 |  | SENTRON 3VA |  |  | 1 |  | 18
337 | Siemens | MCCB | SENTRON 3VA moulded case circuit breakers - SENTRON 3VA MCCB, Thermal Magnetic Trip Unit, Adj. Thermal Fixed Magnetic (ATFM), Ics = 100% Icu, 415VAC, 50Hz | 3VA11 55kA 32 3 Pole | Frame Size: 3VA11 | Breaking Capacity 415VAC, 50/60Hz: 55kA | Rated Current In (A): 32 | Version: 3 Pole |  |  | Not stocked | 3VA1132-5EE32-0AA0 |  | 37740 |  | SENTRON 3VA |  |  | 1 |  | 18
338 | Siemens | MCCB | SENTRON 3VA moulded case circuit breakers - SENTRON 3VA MCCB, Thermal Magnetic Trip Unit, Adj. Thermal Fixed Magnetic (ATFM), Ics = 100% Icu, 415VAC, 50Hz | 3VA11 55kA 32 4 Pole | Frame Size: 3VA11 | Breaking Capacity 415VAC, 50/60Hz: 55kA | Rated Current In (A): 32 | Version: 4 Pole |  |  | Not stocked | 3VA1132-5GE42-0AA0 |  | 47700 |  | SENTRON 3VA |  |  | 1 |  | 18
339 | Siemens | MCCB | SENTRON 3VA moulded case circuit breakers - SENTRON 3VA MCCB, Thermal Magnetic Trip Unit, Adj. Thermal Fixed Magnetic (ATFM), Ics = 100% Icu, 415VAC, 50Hz | 3VA11 55kA 40 3 Pole | Frame Size: 3VA11 | Breaking Capacity 415VAC, 50/60Hz: 55kA | Rated Current In (A): 40 | Version: 3 Pole |  |  | Not stocked | 3VA1140-5EE32-0AA0 |  | 37740 |  | SENTRON 3VA |  |  | 1 |  | 18
340 | Siemens | MCCB | SENTRON 3VA moulded case circuit breakers - SENTRON 3VA MCCB, Thermal Magnetic Trip Unit, Adj. Thermal Fixed Magnetic (ATFM), Ics = 100% Icu, 415VAC, 50Hz | 3VA11 55kA 40 4 Pole | Frame Size: 3VA11 | Breaking Capacity 415VAC, 50/60Hz: 55kA | Rated Current In (A): 40 | Version: 4 Pole |  |  | Not stocked | 3VA1140-5GE42-0AA0 |  | 47700 |  | SENTRON 3VA |  |  | 1 |  | 18
341 | Siemens | MCCB | SENTRON 3VA moulded case circuit breakers - SENTRON 3VA MCCB, Thermal Magnetic Trip Unit, Adj. Thermal Fixed Magnetic (ATFM), Ics = 100% Icu, 415VAC, 50Hz | 3VA11 55kA 50 3 Pole | Frame Size: 3VA11 | Breaking Capacity 415VAC, 50/60Hz: 55kA | Rated Current In (A): 50 | Version: 3 Pole |  |  | Not stocked | 3VA1150-5EE32-0AA0 |  | 37740 |  | SENTRON 3VA |  |  | 1 |  | 18
342 | Siemens | MCCB | SENTRON 3VA moulded case circuit breakers - SENTRON 3VA MCCB, Thermal Magnetic Trip Unit, Adj. Thermal Fixed Magnetic (ATFM), Ics = 100% Icu, 415VAC, 50Hz | 3VA11 55kA 50 4 Pole | Frame Size: 3VA11 | Breaking Capacity 415VAC, 50/60Hz: 55kA | Rated Current In (A): 50 | Version: 4 Pole |  |  | Not stocked | 3VA1150-5GE42-0AA0 |  | 47700 |  | SENTRON 3VA |  |  | 1 |  | 18
343 | Siemens | MCCB | SENTRON 3VA moulded case circuit breakers - SENTRON 3VA MCCB, Thermal Magnetic Trip Unit, Adj. Thermal Fixed Magnetic (ATFM), Ics = 100% Icu, 415VAC, 50Hz | 3VA11 55kA 63 3 Pole | Frame Size: 3VA11 | Breaking Capacity 415VAC, 50/60Hz: 55kA | Rated Current In (A): 63 | Version: 3 Pole |  |  | Not stocked | 3VA1163-5EE32-0AA0 |  | 37740 |  | SENTRON 3VA |  |  | 1 |  | 18
344 | Siemens | MCCB | SENTRON 3VA moulded case circuit breakers - SENTRON 3VA MCCB, Thermal Magnetic Trip Unit, Adj. Thermal Fixed Magnetic (ATFM), Ics = 100% Icu, 415VAC, 50Hz | 3VA11 55kA 63 4 Pole | Frame Size: 3VA11 | Breaking Capacity 415VAC, 50/60Hz: 55kA | Rated Current In (A): 63 | Version: 4 Pole |  |  | Not stocked | 3VA1163-5GE42-0AA0 |  | 47700 |  | SENTRON 3VA |  |  | 1 |  | 18
345 | Siemens | MCCB | SENTRON 3VA moulded case circuit breakers - SENTRON 3VA MCCB, Thermal Magnetic Trip Unit, Adj. Thermal Fixed Magnetic (ATFM), Ics = 100% Icu, 415VAC, 50Hz | 3VA11 55kA 80 3 Pole | Frame Size: 3VA11 | Breaking Capacity 415VAC, 50/60Hz: 55kA | Rated Current In (A): 80 | Version: 3 Pole |  |  | Not stocked | 3VA1180-5EE32-0AA0 |  | 37740 |  | SENTRON 3VA |  |  | 1 |  | 18
346 | Siemens | MCCB | SENTRON 3VA moulded case circuit breakers - SENTRON 3VA MCCB, Thermal Magnetic Trip Unit, Adj. Thermal Fixed Magnetic (ATFM), Ics = 100% Icu, 415VAC, 50Hz | 3VA11 55kA 80 4 Pole | Frame Size: 3VA11 | Breaking Capacity 415VAC, 50/60Hz: 55kA | Rated Current In (A): 80 | Version: 4 Pole |  |  | Not stocked | 3VA1180-5GE42-0AA0 |  | 47700 |  | SENTRON 3VA |  |  | 1 |  | 18
347 | Siemens | MCCB | SENTRON 3VA moulded case circuit breakers - SENTRON 3VA MCCB, Thermal Magnetic Trip Unit, Adj. Thermal Fixed Magnetic (ATFM), Ics = 100% Icu, 415VAC, 50Hz | 3VA11 55kA 100 3 Pole | Frame Size: 3VA11 | Breaking Capacity 415VAC, 50/60Hz: 55kA | Rated Current In (A): 100 | Version: 3 Pole |  |  | Not stocked | 3VA1110-5EE32-0AA0 |  | 37740 |  | SENTRON 3VA |  |  | 1 |  | 18
348 | Siemens | MCCB | SENTRON 3VA moulded case circuit breakers - SENTRON 3VA MCCB, Thermal Magnetic Trip Unit, Adj. Thermal Fixed Magnetic (ATFM), Ics = 100% Icu, 415VAC, 50Hz | 3VA11 55kA 100 4 Pole | Frame Size: 3VA11 | Breaking Capacity 415VAC, 50/60Hz: 55kA | Rated Current In (A): 100 | Version: 4 Pole |  |  | Not stocked | 3VA1110-5GE42-0AA0 |  | 47700 |  | SENTRON 3VA |  |  | 1 |  | 18
349 | Siemens | MCCB | SENTRON 3VA moulded case circuit breakers - SENTRON 3VA MCCB, Thermal Magnetic Trip Unit, Adj. Thermal Fixed Magnetic (ATFM), Ics = 100% Icu, 415VAC, 50Hz | 3VA11 55kA 125 3 Pole | Frame Size: 3VA11 | Breaking Capacity 415VAC, 50/60Hz: 55kA | Rated Current In (A): 125 | Version: 3 Pole |  |  | Not stocked | 3VA1112-5EE32-0AA0 |  | 59280 |  | SENTRON 3VA |  |  | 1 |  | 18
350 | Siemens | MCCB | SENTRON 3VA moulded case circuit breakers - SENTRON 3VA MCCB, Thermal Magnetic Trip Unit, Adj. Thermal Fixed Magnetic (ATFM), Ics = 100% Icu, 415VAC, 50Hz | 3VA11 55kA 125 4 Pole | Frame Size: 3VA11 | Breaking Capacity 415VAC, 50/60Hz: 55kA | Rated Current In (A): 125 | Version: 4 Pole |  |  | Not stocked | 3VA1112-5GE42-0AA0 |  | 71195 |  | SENTRON 3VA |  |  | 1 |  | 18
351 | Siemens | MCCB | SENTRON 3VA moulded case circuit breakers - SENTRON 3VA MCCB, Thermal Magnetic Trip Unit, Adj. Thermal Fixed Magnetic (ATFM), Ics = 100% Icu, 415VAC, 50Hz | 3VA11 55kA 160 3 Pole | Frame Size: 3VA11 | Breaking Capacity 415VAC, 50/60Hz: 55kA | Rated Current In (A): 160 | Version: 3 Pole |  |  | Not stocked | 3VA1116-5EE32-0AA0 |  | 64130 |  | SENTRON 3VA |  |  | 1 |  | 18
352 | Siemens | MCCB | SENTRON 3VA moulded case circuit breakers - SENTRON 3VA MCCB, Thermal Magnetic Trip Unit, Adj. Thermal Fixed Magnetic (ATFM), Ics = 100% Icu, 415VAC, 50Hz | 3VA11 55kA 160 4 Pole | Frame Size: 3VA11 | Breaking Capacity 415VAC, 50/60Hz: 55kA | Rated Current In (A): 160 | Version: 4 Pole |  |  | Not stocked | 3VA1116-5GE42-0AA0 |  | 82765 |  | SENTRON 3VA |  |  | 1 |  | 18
353 | Siemens | MCCB | SENTRON 3VA moulded case circuit breakers - SENTRON 3VA MCCB, Thermal Magnetic Trip Unit, Adj. Thermal Fixed Magnetic (ATFM), Ics = 100% Icu, 415VAC, 50Hz | 3VA12 55kA 200 3 Pole | Frame Size: 3VA12 | Breaking Capacity 415VAC, 50/60Hz: 55kA | Rated Current In (A): 200 | Version: 3 Pole |  |  | Not stocked | 3VA1220-5EE32-0AA0 |  | 76630 |  | SENTRON 3VA |  |  | 1 |  | 18
354 | Siemens | MCCB | SENTRON 3VA moulded case circuit breakers - SENTRON 3VA MCCB, Thermal Magnetic Trip Unit, Adj. Thermal Fixed Magnetic (ATFM), Ics = 100% Icu, 415VAC, 50Hz | 3VA12 55kA 200 4 Pole | Frame Size: 3VA12 | Breaking Capacity 415VAC, 50/60Hz: 55kA | Rated Current In (A): 200 | Version: 4 Pole |  |  | Not stocked | 3VA1220-5GE42-0AA0 |  | 93590 |  | SENTRON 3VA |  |  | 1 |  | 18
355 | Siemens | MCCB | SENTRON 3VA moulded case circuit breakers - SENTRON 3VA MCCB, Thermal Magnetic Trip Unit, Adj. Thermal Fixed Magnetic (ATFM), Ics = 100% Icu, 415VAC, 50Hz | 3VA12 55kA 250 3 Pole | Frame Size: 3VA12 | Breaking Capacity 415VAC, 50/60Hz: 55kA | Rated Current In (A): 250 | Version: 3 Pole |  |  | Not stocked | 3VA1225-5EE32-0AA0 |  | 81245 |  | SENTRON 3VA |  |  | 1 |  | 18
356 | Siemens | MCCB | SENTRON 3VA moulded case circuit breakers - SENTRON 3VA MCCB, Thermal Magnetic Trip Unit, Adj. Thermal Fixed Magnetic (ATFM), Ics = 100% Icu, 415VAC, 50Hz | 3VA12 55kA 250 4 Pole | Frame Size: 3VA12 | Breaking Capacity 415VAC, 50/60Hz: 55kA | Rated Current In (A): 250 | Version: 4 Pole |  |  | Not stocked | 3VA1225-5GE42-0AA0 |  | 102935 |  | SENTRON 3VA |  |  | 1 |  | 18
357 | Siemens | MCCB | SENTRON 3VA moulded case circuit breakers - SENTRON 3VA MCCB, Thermal Magnetic Trip Unit, Adj. Thermal Fixed Magnetic (ATFM), Ics = 100% Icu, 415VAC, 50Hz | 3VA13 55kA 320 3 Pole | Frame Size: 3VA13 | Breaking Capacity 415VAC, 50/60Hz: 55kA | Rated Current In (A): 320 | Version: 3 Pole |  |  | Not stocked | 3VA1332-5EE32-0AA0 |  | 119290 |  | SENTRON 3VA |  |  | 1 |  | 18
358 | Siemens | MCCB | SENTRON 3VA moulded case circuit breakers - SENTRON 3VA MCCB, Thermal Magnetic Trip Unit, Adj. Thermal Fixed Magnetic (ATFM), Ics = 100% Icu, 415VAC, 50Hz | 3VA13 55kA 320 4 Pole | Frame Size: 3VA13 | Breaking Capacity 415VAC, 50/60Hz: 55kA | Rated Current In (A): 320 | Version: 4 Pole |  |  | Not stocked | 3VA1332-5GE42-0AA0 |  | 149430 |  | SENTRON 3VA |  |  | 1 |  | 18
359 | Siemens | MCCB | SENTRON 3VA moulded case circuit breakers - SENTRON 3VA MCCB, Thermal Magnetic Trip Unit, Adj. Thermal Fixed Magnetic (ATFM), Ics = 100% Icu, 415VAC, 50Hz | 3VA13 55kA 400 3 Pole | Frame Size: 3VA13 | Breaking Capacity 415VAC, 50/60Hz: 55kA | Rated Current In (A): 400 | Version: 3 Pole |  |  | Not stocked | 3VA1340-5EE32-0AA0 |  | 119290 |  | SENTRON 3VA |  |  | 1 |  | 18
360 | Siemens | MCCB | SENTRON 3VA moulded case circuit breakers - SENTRON 3VA MCCB, Thermal Magnetic Trip Unit, Adj. Thermal Fixed Magnetic (ATFM), Ics = 100% Icu, 415VAC, 50Hz | 3VA13 55kA 400 4 Pole | Frame Size: 3VA13 | Breaking Capacity 415VAC, 50/60Hz: 55kA | Rated Current In (A): 400 | Version: 4 Pole |  |  | Not stocked | 3VA1340-5GE42-0AA0 |  | 149430 |  | SENTRON 3VA |  |  | 1 |  | 18
361 | Siemens | MCCB | SENTRON 3VA moulded case circuit breakers - SENTRON 3VA MCCB, Thermal Magnetic Trip Unit, Adj. Thermal Fixed Magnetic (ATFM), Ics = 100% Icu, 415VAC, 50Hz | 3VA14 55kA 500 3 Pole | Frame Size: 3VA14 | Breaking Capacity 415VAC, 50/60Hz: 55kA | Rated Current In (A): 500 | Version: 3 Pole |  |  | Not stocked | 3VA1450-5EE32-0AA0 |  | 154285 |  | SENTRON 3VA |  |  | 1 |  | 18
362 | Siemens | MCCB | SENTRON 3VA moulded case circuit breakers - SENTRON 3VA MCCB, Thermal Magnetic Trip Unit, Adj. Thermal Fixed Magnetic (ATFM), Ics = 100% Icu, 415VAC, 50Hz | 3VA14 55kA 500 4 Pole | Frame Size: 3VA14 | Breaking Capacity 415VAC, 50/60Hz: 55kA | Rated Current In (A): 500 | Version: 4 Pole |  |  | Not stocked | 3VA1450-5GE42-0AA0 |  | 192740 |  | SENTRON 3VA |  |  | 1 |  | 18
363 | Siemens | MCCB | SENTRON 3VA moulded case circuit breakers - SENTRON 3VA MCCB, Thermal Magnetic Trip Unit, Adj. Thermal Fixed Magnetic (ATFM), Ics = 100% Icu, 415VAC, 50Hz | 3VA14 55kA 630 3 Pole | Frame Size: 3VA14 | Breaking Capacity 415VAC, 50/60Hz: 55kA | Rated Current In (A): 630 | Version: 3 Pole |  |  | Not stocked | 3VA1463-5EE32-0AA0 |  | 154285 |  | SENTRON 3VA |  |  | 1 |  | 18
364 | Siemens | MCCB | SENTRON 3VA moulded case circuit breakers - SENTRON 3VA MCCB, Thermal Magnetic Trip Unit, Adj. Thermal Fixed Magnetic (ATFM), Ics = 100% Icu, 415VAC, 50Hz | 3VA14 55kA 630 4 Pole | Frame Size: 3VA14 | Breaking Capacity 415VAC, 50/60Hz: 55kA | Rated Current In (A): 630 | Version: 4 Pole |  |  | Not stocked | 3VA1463-5GE42-0AA0 |  | 192740 |  | SENTRON 3VA |  |  | 1 |  | 18
365 | Siemens | MCCB | SENTRON 3VA moulded case circuit breakers - SENTRON 3VA MCCB, Thermal Magnetic Trip Unit, Adj. Thermal Fixed Magnetic (ATFM), Ics = 100% Icu, 415VAC, 50Hz | 3VA15 55kA 800 3 Pole | Frame Size: 3VA15 | Breaking Capacity 415VAC, 50/60Hz: 55kA | Rated Current In (A): 800 | Version: 3 Pole |  |  | Not stocked | 3VA1580-5EF32-0AA0 |  | 230500 |  | SENTRON 3VA |  |  | 1 |  | 18
366 | Siemens | MCCB | SENTRON 3VA moulded case circuit breakers - SENTRON 3VA MCCB, Thermal Magnetic Trip Unit, Adj. Thermal Fixed Magnetic (ATFM), Ics = 100% Icu, 415VAC, 50Hz | 3VA15 55kA 800 4 Pole | Frame Size: 3VA15 | Breaking Capacity 415VAC, 50/60Hz: 55kA | Rated Current In (A): 800 | Version: 4 Pole |  |  | Not stocked | 3VA1580-5GF42-0AA0 |  | 298705 |  | SENTRON 3VA |  |  | 1 |  | 18
367 | Siemens | MCCB | SENTRON 3VA moulded case circuit breakers - SENTRON 3VA MCCB, Thermal Magnetic Trip Unit, Adj. Thermal Fixed Magnetic (ATFM), Ics = 100% Icu, 415VAC, 50Hz | 3VA15 55kA 1000 3 Pole | Frame Size: 3VA15 | Breaking Capacity 415VAC, 50/60Hz: 55kA | Rated Current In (A): 1000 | Version: 3 Pole |  |  | Not stocked | 3VA1510-5EF32-0AA0 |  | 322015 |  | SENTRON 3VA |  |  | 1 |  | 18
368 | Siemens | MCCB | SENTRON 3VA moulded case circuit breakers - SENTRON 3VA MCCB, Thermal Magnetic Trip Unit, Adj. Thermal Fixed Magnetic (ATFM), Ics = 100% Icu, 415VAC, 50Hz | 3VA15 55kA 1000 4 Pole | Frame Size: 3VA15 | Breaking Capacity 415VAC, 50/60Hz: 55kA | Rated Current In (A): 1000 | Version: 4 Pole |  |  | Not stocked | 3VA1510-5GF42-0AA0 |  | 417850 |  | SENTRON 3VA |  |  | 1 |  | 18
369 | Siemens | MCCB | SENTRON 3VA moulded case circuit breakers - SENTRON 3VA MCCB, Thermal Magnetic Trip Unit, Adj. Thermal Fixed Magnetic (ATFM), Ics = 100% Icu, 415VAC, 50Hz | 3VA11 70kA 16 3 Pole | Frame Size: 3VA11 | Breaking Capacity 415VAC, 50/60Hz: 70kA | Rated Current In (A): 16 | Version: 3 Pole |  |  | Not stocked | 3VA1196-6EE32-0AA0 |  | 51650 |  | SENTRON 3VA |  |  | 1 |  | 18
370 | Siemens | MCCB | SENTRON 3VA moulded case circuit breakers - SENTRON 3VA MCCB, Thermal Magnetic Trip Unit, Adj. Thermal Fixed Magnetic (ATFM), Ics = 100% Icu, 415VAC, 50Hz | 3VA11 70kA 16 4 Pole | Frame Size: 3VA11 | Breaking Capacity 415VAC, 50/60Hz: 70kA | Rated Current In (A): 16 | Version: 4 Pole |  |  | Not stocked | 3VA1196-6GE42-0AA0 |  | 64910 |  | SENTRON 3VA |  |  | 1 |  | 18
371 | Siemens | MCCB | SENTRON 3VA moulded case circuit breakers - SENTRON 3VA MCCB, Thermal Magnetic Trip Unit, Adj. Thermal Fixed Magnetic (ATFM), Ics = 100% Icu, 415VAC, 50Hz | 3VA11 70kA 20 3 Pole | Frame Size: 3VA11 | Breaking Capacity 415VAC, 50/60Hz: 70kA | Rated Current In (A): 20 | Version: 3 Pole |  |  | Not stocked | 3VA1120-6EE32-0AA0 |  | 51650 |  | SENTRON 3VA |  |  | 1 |  | 18
372 | Siemens | MCCB | SENTRON 3VA moulded case circuit breakers - SENTRON 3VA MCCB, Thermal Magnetic Trip Unit, Adj. Thermal Fixed Magnetic (ATFM), Ics = 100% Icu, 415VAC, 50Hz | 3VA11 70kA 20 4 Pole | Frame Size: 3VA11 | Breaking Capacity 415VAC, 50/60Hz: 70kA | Rated Current In (A): 20 | Version: 4 Pole |  |  | Not stocked | 3VA1120-6GE42-0AA0 |  | 64910 |  | SENTRON 3VA |  |  | 1 |  | 18
373 | Siemens | MCCB | SENTRON 3VA moulded case circuit breakers - SENTRON 3VA MCCB, Thermal Magnetic Trip Unit, Adj. Thermal Fixed Magnetic (ATFM), Ics = 100% Icu, 415VAC, 50Hz | 3VA11 70kA 25 3 Pole | Frame Size: 3VA11 | Breaking Capacity 415VAC, 50/60Hz: 70kA | Rated Current In (A): 25 | Version: 3 Pole |  |  | Not stocked | 3VA1125-6EE32-0AA0 |  | 51650 |  | SENTRON 3VA |  |  | 1 |  | 18
374 | Siemens | MCCB | SENTRON 3VA moulded case circuit breakers - SENTRON 3VA MCCB, Thermal Magnetic Trip Unit, Adj. Thermal Fixed Magnetic (ATFM), Ics = 100% Icu, 415VAC, 50Hz | 3VA11 70kA 25 4 Pole | Frame Size: 3VA11 | Breaking Capacity 415VAC, 50/60Hz: 70kA | Rated Current In (A): 25 | Version: 4 Pole |  |  | Not stocked | 3VA1125-6GE42-0AA0 |  | 64910 |  | SENTRON 3VA |  |  | 1 |  | 18
375 | Siemens | MCCB | SENTRON 3VA moulded case circuit breakers - SENTRON 3VA MCCB, Thermal Magnetic Trip Unit, Adj. Thermal Fixed Magnetic (ATFM), Ics = 100% Icu, 415VAC, 50Hz | 3VA11 70kA 32 3 Pole | Frame Size: 3VA11 | Breaking Capacity 415VAC, 50/60Hz: 70kA | Rated Current In (A): 32 | Version: 3 Pole |  |  | Not stocked | 3VA1132-6EE32-0AA0 |  | 51650 |  | SENTRON 3VA |  |  | 1 |  | 18
376 | Siemens | MCCB | SENTRON 3VA moulded case circuit breakers - SENTRON 3VA MCCB, Thermal Magnetic Trip Unit, Adj. Thermal Fixed Magnetic (ATFM), Ics = 100% Icu, 415VAC, 50Hz | 3VA11 70kA 32 4 Pole | Frame Size: 3VA11 | Breaking Capacity 415VAC, 50/60Hz: 70kA | Rated Current In (A): 32 | Version: 4 Pole |  |  | Not stocked | 3VA1132-6GE42-0AA0 |  | 64910 |  | SENTRON 3VA |  |  | 1 |  | 18
377 | Siemens | MCCB | SENTRON 3VA moulded case circuit breakers - SENTRON 3VA MCCB, Thermal Magnetic Trip Unit, Adj. Thermal Fixed Magnetic (ATFM), Ics = 100% Icu, 415VAC, 50Hz | 3VA11 70kA 40 3 Pole | Frame Size: 3VA11 | Breaking Capacity 415VAC, 50/60Hz: 70kA | Rated Current In (A): 40 | Version: 3 Pole |  |  | Not stocked | 3VA1140-6EE32-0AA0 |  | 51650 |  | SENTRON 3VA |  |  | 1 |  | 18
378 | Siemens | MCCB | SENTRON 3VA moulded case circuit breakers - SENTRON 3VA MCCB, Thermal Magnetic Trip Unit, Adj. Thermal Fixed Magnetic (ATFM), Ics = 100% Icu, 415VAC, 50Hz | 3VA11 70kA 40 4 Pole | Frame Size: 3VA11 | Breaking Capacity 415VAC, 50/60Hz: 70kA | Rated Current In (A): 40 | Version: 4 Pole |  |  | Not stocked | 3VA1140-6GE42-0AA0 |  | 64910 |  | SENTRON 3VA |  |  | 1 |  | 18
379 | Siemens | MCCB | SENTRON 3VA moulded case circuit breakers - SENTRON 3VA MCCB, Thermal Magnetic Trip Unit, Adj. Thermal Fixed Magnetic (ATFM), Ics = 100% Icu, 415VAC, 50Hz | 3VA11 70kA 50 3 Pole | Frame Size: 3VA11 | Breaking Capacity 415VAC, 50/60Hz: 70kA | Rated Current In (A): 50 | Version: 3 Pole |  |  | Not stocked | 3VA1150-6EE32-0AA0 |  | 51650 |  | SENTRON 3VA |  |  | 1 |  | 18
380 | Siemens | MCCB | SENTRON 3VA moulded case circuit breakers - SENTRON 3VA MCCB, Thermal Magnetic Trip Unit, Adj. Thermal Fixed Magnetic (ATFM), Ics = 100% Icu, 415VAC, 50Hz | 3VA11 70kA 50 4 Pole | Frame Size: 3VA11 | Breaking Capacity 415VAC, 50/60Hz: 70kA | Rated Current In (A): 50 | Version: 4 Pole |  |  | Not stocked | 3VA1150-6GE42-0AA0 |  | 64910 |  | SENTRON 3VA |  |  | 1 |  | 18
381 | Siemens | MCCB | SENTRON 3VA moulded case circuit breakers - SENTRON 3VA MCCB, Thermal Magnetic Trip Unit, Adj. Thermal Fixed Magnetic (ATFM), Ics = 100% Icu, 415VAC, 50Hz | 3VA11 70kA 63 3 Pole | Frame Size: 3VA11 | Breaking Capacity 415VAC, 50/60Hz: 70kA | Rated Current In (A): 63 | Version: 3 Pole |  |  | Not stocked | 3VA1163-6EE32-0AA0 |  | 51650 |  | SENTRON 3VA |  |  | 1 |  | 18
382 | Siemens | MCCB | SENTRON 3VA moulded case circuit breakers - SENTRON 3VA MCCB, Thermal Magnetic Trip Unit, Adj. Thermal Fixed Magnetic (ATFM), Ics = 100% Icu, 415VAC, 50Hz | 3VA11 70kA 63 4 Pole | Frame Size: 3VA11 | Breaking Capacity 415VAC, 50/60Hz: 70kA | Rated Current In (A): 63 | Version: 4 Pole |  |  | Not stocked | 3VA1163-6GE42-0AA0 |  | 64910 |  | SENTRON 3VA |  |  | 1 |  | 18
383 | Siemens | MCCB | SENTRON 3VA moulded case circuit breakers - SENTRON 3VA MCCB, Thermal Magnetic Trip Unit, Adj. Thermal Fixed Magnetic (ATFM), Ics = 100% Icu, 415VAC, 50Hz | 3VA11 70kA 80 3 Pole | Frame Size: 3VA11 | Breaking Capacity 415VAC, 50/60Hz: 70kA | Rated Current In (A): 80 | Version: 3 Pole |  |  | Not stocked | 3VA1180-6EE32-0AA0 |  | 51650 |  | SENTRON 3VA |  |  | 1 |  | 18
384 | Siemens | MCCB | SENTRON 3VA moulded case circuit breakers - SENTRON 3VA MCCB, Thermal Magnetic Trip Unit, Adj. Thermal Fixed Magnetic (ATFM), Ics = 100% Icu, 415VAC, 50Hz | 3VA11 70kA 80 4 Pole | Frame Size: 3VA11 | Breaking Capacity 415VAC, 50/60Hz: 70kA | Rated Current In (A): 80 | Version: 4 Pole |  |  | Not stocked | 3VA1180-6GE42-0AA0 |  | 64910 |  | SENTRON 3VA |  |  | 1 |  | 18
385 | Siemens | MCCB | SENTRON 3VA moulded case circuit breakers - SENTRON 3VA MCCB, Thermal Magnetic Trip Unit, Adj. Thermal Fixed Magnetic (ATFM), Ics = 100% Icu, 415VAC, 50Hz | 3VA11 70kA 100 3 Pole | Frame Size: 3VA11 | Breaking Capacity 415VAC, 50/60Hz: 70kA | Rated Current In (A): 100 | Version: 3 Pole |  |  | Not stocked | 3VA1110-6EE32-0AA0 |  | 51650 |  | SENTRON 3VA |  |  | 1 |  | 18
386 | Siemens | MCCB | SENTRON 3VA moulded case circuit breakers - SENTRON 3VA MCCB, Thermal Magnetic Trip Unit, Adj. Thermal Fixed Magnetic (ATFM), Ics = 100% Icu, 415VAC, 50Hz | 3VA11 70kA 100 4 Pole | Frame Size: 3VA11 | Breaking Capacity 415VAC, 50/60Hz: 70kA | Rated Current In (A): 100 | Version: 4 Pole |  |  | Not stocked | 3VA1110-6GE42-0AA0 |  | 64910 |  | SENTRON 3VA |  |  | 1 |  | 18
387 | Siemens | MCCB | SENTRON 3VA moulded case circuit breakers - SENTRON 3VA MCCB, Thermal Magnetic Trip Unit, Adj. Thermal Fixed Magnetic (ATFM), Ics = 100% Icu, 415VAC, 50Hz | 3VA11 70kA 125 3 Pole | Frame Size: 3VA11 | Breaking Capacity 415VAC, 50/60Hz: 70kA | Rated Current In (A): 125 | Version: 3 Pole |  |  | Not stocked | 3VA1112-6EE32-0AA0 |  | 96025 |  | SENTRON 3VA |  |  | 1 |  | 18
388 | Siemens | MCCB | SENTRON 3VA moulded case circuit breakers - SENTRON 3VA MCCB, Thermal Magnetic Trip Unit, Adj. Thermal Fixed Magnetic (ATFM), Ics = 100% Icu, 415VAC, 50Hz | 3VA11 70kA 125 4 Pole | Frame Size: 3VA11 | Breaking Capacity 415VAC, 50/60Hz: 70kA | Rated Current In (A): 125 | Version: 4 Pole |  |  | Not stocked | 3VA1112-6GE42-0AA0 |  | 102960 |  | SENTRON 3VA |  |  | 1 |  | 18
389 | Siemens | MCCB | SENTRON 3VA moulded case circuit breakers - SENTRON 3VA MCCB, Thermal Magnetic Trip Unit, Adj. Thermal Fixed Magnetic (ATFM), Ics = 100% Icu, 415VAC, 50Hz | 3VA11 70kA 160 3 Pole | Frame Size: 3VA11 | Breaking Capacity 415VAC, 50/60Hz: 70kA | Rated Current In (A): 160 | Version: 3 Pole |  |  | Not stocked | 3VA1116-6EE32-0AA0 |  | 96025 |  | SENTRON 3VA |  |  | 1 |  | 18
390 | Siemens | MCCB | SENTRON 3VA moulded case circuit breakers - SENTRON 3VA MCCB, Thermal Magnetic Trip Unit, Adj. Thermal Fixed Magnetic (ATFM), Ics = 100% Icu, 415VAC, 50Hz | 3VA11 70kA 160 4 Pole | Frame Size: 3VA11 | Breaking Capacity 415VAC, 50/60Hz: 70kA | Rated Current In (A): 160 | Version: 4 Pole |  |  | Not stocked | 3VA1116-6GE42-0AA0 |  | 102960 |  | SENTRON 3VA |  |  | 1 |  | 18
391 | Siemens | MCCB | SENTRON 3VA moulded case circuit breakers - SENTRON 3VA MCCB, Thermal Magnetic Trip Unit, Adj. Thermal Fixed Magnetic (ATFM), Ics = 100% Icu, 415VAC, 50Hz | 3VA12 70kA 200 3 Pole | Frame Size: 3VA12 | Breaking Capacity 415VAC, 50/60Hz: 70kA | Rated Current In (A): 200 | Version: 3 Pole |  |  | Not stocked | 3VA1220-6EE32-0AA0 |  | 103345 |  | SENTRON 3VA |  |  | 1 |  | 18
392 | Siemens | MCCB | SENTRON 3VA moulded case circuit breakers - SENTRON 3VA MCCB, Thermal Magnetic Trip Unit, Adj. Thermal Fixed Magnetic (ATFM), Ics = 100% Icu, 415VAC, 50Hz | 3VA12 70kA 200 4 Pole | Frame Size: 3VA12 | Breaking Capacity 415VAC, 50/60Hz: 70kA | Rated Current In (A): 200 | Version: 4 Pole |  |  | Not stocked | 3VA1220-6GE42-0AA0 |  | 132985 |  | SENTRON 3VA |  |  | 1 |  | 18
393 | Siemens | MCCB | SENTRON 3VA moulded case circuit breakers - SENTRON 3VA MCCB, Thermal Magnetic Trip Unit, Adj. Thermal Fixed Magnetic (ATFM), Ics = 100% Icu, 415VAC, 50Hz | 3VA12 70kA 250 3 Pole | Frame Size: 3VA12 | Breaking Capacity 415VAC, 50/60Hz: 70kA | Rated Current In (A): 250 | Version: 3 Pole |  |  | Not stocked | 3VA1225-6EE32-0AA0 |  | 115820 |  | SENTRON 3VA |  |  | 1 |  | 18
394 | Siemens | MCCB | SENTRON 3VA moulded case circuit breakers - SENTRON 3VA MCCB, Thermal Magnetic Trip Unit, Adj. Thermal Fixed Magnetic (ATFM), Ics = 100% Icu, 415VAC, 50Hz | 3VA12 70kA 250 4 Pole | Frame Size: 3VA12 | Breaking Capacity 415VAC, 50/60Hz: 70kA | Rated Current In (A): 250 | Version: 4 Pole |  |  | Not stocked | 3VA1225-6GE42-0AA0 |  | 132985 |  | SENTRON 3VA |  |  | 1 |  | 18
395 | Siemens | MCCB | SENTRON 3VA moulded case circuit breakers - SENTRON 3VA MCCB, Thermal Magnetic Trip Unit, Adj. Thermal Fixed Magnetic (ATFM), Ics = 100% Icu, 415VAC, 50Hz | 3VA13 70kA 320 3 Pole | Frame Size: 3VA13 | Breaking Capacity 415VAC, 50/60Hz: 70kA | Rated Current In (A): 320 | Version: 3 Pole |  |  | Not stocked | 3VA1332-6EE32-0AA0 |  | 130750 |  | SENTRON 3VA |  |  | 1 |  | 18
396 | Siemens | MCCB | SENTRON 3VA moulded case circuit breakers - SENTRON 3VA MCCB, Thermal Magnetic Trip Unit, Adj. Thermal Fixed Magnetic (ATFM), Ics = 100% Icu, 415VAC, 50Hz | 3VA13 70kA 320 4 Pole | Frame Size: 3VA13 | Breaking Capacity 415VAC, 50/60Hz: 70kA | Rated Current In (A): 320 | Version: 4 Pole |  |  | Not stocked | 3VA1332-6GE42-0AA0 |  | 169025 |  | SENTRON 3VA |  |  | 1 |  | 18
397 | Siemens | MCCB | SENTRON 3VA moulded case circuit breakers - SENTRON 3VA MCCB, Thermal Magnetic Trip Unit, Adj. Thermal Fixed Magnetic (ATFM), Ics = 100% Icu, 415VAC, 50Hz | 3VA13 70kA 400 3 Pole | Frame Size: 3VA13 | Breaking Capacity 415VAC, 50/60Hz: 70kA | Rated Current In (A): 400 | Version: 3 Pole |  |  | Not stocked | 3VA1340-6EE32-0AA0 |  | 130750 |  | SENTRON 3VA |  |  | 1 |  | 18
398 | Siemens | MCCB | SENTRON 3VA moulded case circuit breakers - SENTRON 3VA MCCB, Thermal Magnetic Trip Unit, Adj. Thermal Fixed Magnetic (ATFM), Ics = 100% Icu, 415VAC, 50Hz | 3VA13 70kA 400 4 Pole | Frame Size: 3VA13 | Breaking Capacity 415VAC, 50/60Hz: 70kA | Rated Current In (A): 400 | Version: 4 Pole |  |  | Not stocked | 3VA1340-6GE42-0AA0 |  | 169025 |  | SENTRON 3VA |  |  | 1 |  | 18
399 | Siemens | MCCB | SENTRON 3VA moulded case circuit breakers - SENTRON 3VA MCCB, Thermal Magnetic Trip Unit, Adj. Thermal Fixed Magnetic (ATFM), Ics = 100% Icu, 415VAC, 50Hz | 3VA14 70kA 500 3 Pole | Frame Size: 3VA14 | Breaking Capacity 415VAC, 50/60Hz: 70kA | Rated Current In (A): 500 | Version: 3 Pole |  |  | Not stocked | 3VA1450-6EE32-0AA0 |  | 185860 |  | SENTRON 3VA |  |  | 1 |  | 18
400 | Siemens | MCCB | SENTRON 3VA moulded case circuit breakers - SENTRON 3VA MCCB, Thermal Magnetic Trip Unit, Adj. Thermal Fixed Magnetic (ATFM), Ics = 100% Icu, 415VAC, 50Hz | 3VA14 70kA 500 4 Pole | Frame Size: 3VA14 | Breaking Capacity 415VAC, 50/60Hz: 70kA | Rated Current In (A): 500 | Version: 4 Pole |  |  | Not stocked | 3VA1450-6GE42-0AA0 |  | 240970 |  | SENTRON 3VA |  |  | 1 |  | 18
401 | Siemens | MCCB | SENTRON 3VA moulded case circuit breakers - SENTRON 3VA MCCB, Thermal Magnetic Trip Unit, Adj. Thermal Fixed Magnetic (ATFM), Ics = 100% Icu, 415VAC, 50Hz | 3VA14 70kA 630 3 Pole | Frame Size: 3VA14 | Breaking Capacity 415VAC, 50/60Hz: 70kA | Rated Current In (A): 630 | Version: 3 Pole |  |  | Not stocked | 3VA1463-6EE32-0AA0 |  | 185860 |  | SENTRON 3VA |  |  | 1 |  | 18
402 | Siemens | MCCB | SENTRON 3VA moulded case circuit breakers - SENTRON 3VA MCCB, Thermal Magnetic Trip Unit, Adj. Thermal Fixed Magnetic (ATFM), Ics = 100% Icu, 415VAC, 50Hz | 3VA14 70kA 630 4 Pole | Frame Size: 3VA14 | Breaking Capacity 415VAC, 50/60Hz: 70kA | Rated Current In (A): 630 | Version: 4 Pole |  |  | Not stocked | 3VA1463-6GE42-0AA0 |  | 240970 |  | SENTRON 3VA |  |  | 1 |  | 18
403 | Siemens | MCCB | SENTRON 3VA moulded case circuit breakers - SENTRON 3VA MCCB, Thermal Magnetic Trip Unit, Adj. Thermal Fixed Magnetic (ATFM), Ics = 100% Icu, 415VAC, 50Hz | 3VA15 70kA 800 3 Pole | Frame Size: 3VA15 | Breaking Capacity 415VAC, 50/60Hz: 70kA | Rated Current In (A): 800 | Version: 3 Pole |  |  | Not stocked | 3VA1580-6EF32-0AA0 |  | 253825 |  | SENTRON 3VA |  |  | 1 |  | 18
404 | Siemens | MCCB | SENTRON 3VA moulded case circuit breakers - SENTRON 3VA MCCB, Thermal Magnetic Trip Unit, Adj. Thermal Fixed Magnetic (ATFM), Ics = 100% Icu, 415VAC, 50Hz | 3VA15 70kA 800 4 Pole | Frame Size: 3VA15 | Breaking Capacity 415VAC, 50/60Hz: 70kA | Rated Current In (A): 800 | Version: 4 Pole |  |  | Not stocked | 3VA1580-6GF42-0AA0 |  | 328930 |  | SENTRON 3VA |  |  | 1 |  | 18
405 | Siemens | MCCB | SENTRON 3VA moulded case circuit breakers - SENTRON 3VA MCCB, Thermal Magnetic Trip Unit, Adj. Thermal Fixed Magnetic (ATFM), Ics = 100% Icu, 415VAC, 50Hz | 3VA15 70kA 1000 3 Pole | Frame Size: 3VA15 | Breaking Capacity 415VAC, 50/60Hz: 70kA | Rated Current In (A): 1000 | Version: 3 Pole |  |  | Not stocked | 3VA1510-6EF32-0AA0 |  | 353950 |  | SENTRON 3VA |  |  | 1 |  | 18
406 | Siemens | MCCB | SENTRON 3VA moulded case circuit breakers - SENTRON 3VA MCCB, Thermal Magnetic Trip Unit, Adj. Thermal Fixed Magnetic (ATFM), Ics = 100% Icu, 415VAC, 50Hz | 3VA15 70kA 1000 4 Pole | Frame Size: 3VA15 | Breaking Capacity 415VAC, 50/60Hz: 70kA | Rated Current In (A): 1000 | Version: 4 Pole |  |  | Not stocked | 3VA1510-6GF42-0AA0 |  | 460130 |  | SENTRON 3VA |  |  | 1 |  | 18
407 | Siemens | MCCB | SENTRON 3VA moulded case circuit breakers - SENTRON 3VA MCCB, Thermal Magnetic Trip Unit, Adj. Thermal Adj. Magnetic (ATAM), Ics = 100% Icu, 415VAC, 50Hz | 3VA12 36kA 250 3 Pole | Frame Size: 3VA12 | Breaking Capacity 415VAC, 50/60Hz: 36kA | Rated Current In (A): 250 | Version: 3 Pole |  |  | Not stocked | 3VA1225-4EF32-0AA0 |  | Upon request |  | SENTRON 3VA |  |  | 1 |  | 19
408 | Siemens | MCCB | SENTRON 3VA moulded case circuit breakers - SENTRON 3VA MCCB, Thermal Magnetic Trip Unit, Adj. Thermal Adj. Magnetic (ATAM), Ics = 100% Icu, 415VAC, 50Hz | 3VA12 36kA 250 4 Pole | Frame Size: 3VA12 | Breaking Capacity 415VAC, 50/60Hz: 36kA | Rated Current In (A): 250 | Version: 4 Pole |  |  | Not stocked | 3VA1225-4GF42-0AA0 |  | Upon request |  | SENTRON 3VA |  |  | 1 |  | 19
409 | Siemens | MCCB | SENTRON 3VA moulded case circuit breakers - SENTRON 3VA MCCB, Thermal Magnetic Trip Unit, Adj. Thermal Adj. Magnetic (ATAM), Ics = 100% Icu, 415VAC, 50Hz | 3VA13 36kA 320 3 Pole | Frame Size: 3VA13 | Breaking Capacity 415VAC, 50/60Hz: 36kA | Rated Current In (A): 320 | Version: 3 Pole |  |  | Not stocked | 3VA1332-4EF32-0AA0 |  | Upon request |  | SENTRON 3VA |  |  | 1 |  | 19
410 | Siemens | MCCB | SENTRON 3VA moulded case circuit breakers - SENTRON 3VA MCCB, Thermal Magnetic Trip Unit, Adj. Thermal Adj. Magnetic (ATAM), Ics = 100% Icu, 415VAC, 50Hz | 3VA13 36kA 320 4 Pole | Frame Size: 3VA13 | Breaking Capacity 415VAC, 50/60Hz: 36kA | Rated Current In (A): 320 | Version: 4 Pole |  |  | Not stocked | 3VA1332-4GF42-0AA0 |  | Upon request |  | SENTRON 3VA |  |  | 1 |  | 19
411 | Siemens | MCCB | SENTRON 3VA moulded case circuit breakers - SENTRON 3VA MCCB, Thermal Magnetic Trip Unit, Adj. Thermal Adj. Magnetic (ATAM), Ics = 100% Icu, 415VAC, 50Hz | 3VA13 36kA 400 3 Pole | Frame Size: 3VA13 | Breaking Capacity 415VAC, 50/60Hz: 36kA | Rated Current In (A): 400 | Version: 3 Pole |  |  | Not stocked | 3VA1340-4EF32-0AA0 |  | Upon request |  | SENTRON 3VA |  |  | 1 |  | 19
412 | Siemens | MCCB | SENTRON 3VA moulded case circuit breakers - SENTRON 3VA MCCB, Thermal Magnetic Trip Unit, Adj. Thermal Adj. Magnetic (ATAM), Ics = 100% Icu, 415VAC, 50Hz | 3VA13 36kA 400 4 Pole | Frame Size: 3VA13 | Breaking Capacity 415VAC, 50/60Hz: 36kA | Rated Current In (A): 400 | Version: 4 Pole |  |  | Not stocked | 3VA1340-4GF42-0AA0 |  | Upon request |  | SENTRON 3VA |  |  | 1 |  | 19
413 | Siemens | MCCB | SENTRON 3VA moulded case circuit breakers - SENTRON 3VA MCCB, Thermal Magnetic Trip Unit, Adj. Thermal Adj. Magnetic (ATAM), Ics = 100% Icu, 415VAC, 50Hz | 3VA14 36kA 500 3 Pole | Frame Size: 3VA14 | Breaking Capacity 415VAC, 50/60Hz: 36kA | Rated Current In (A): 500 | Version: 3 Pole |  |  | Not stocked | 3VA1450-4EF32-0AA0 |  | Upon request |  | SENTRON 3VA |  |  | 1 |  | 19
414 | Siemens | MCCB | SENTRON 3VA moulded case circuit breakers - SENTRON 3VA MCCB, Thermal Magnetic Trip Unit, Adj. Thermal Adj. Magnetic (ATAM), Ics = 100% Icu, 415VAC, 50Hz | 3VA14 36kA 500 4 Pole | Frame Size: 3VA14 | Breaking Capacity 415VAC, 50/60Hz: 36kA | Rated Current In (A): 500 | Version: 4 Pole |  |  | Not stocked | 3VA1450-4GF42-0AA0 |  | Upon request |  | SENTRON 3VA |  |  | 1 |  | 19
415 | Siemens | MCCB | SENTRON 3VA moulded case circuit breakers - SENTRON 3VA MCCB, Thermal Magnetic Trip Unit, Adj. Thermal Adj. Magnetic (ATAM), Ics = 100% Icu, 415VAC, 50Hz | 3VA14 36kA 630 3 Pole | Frame Size: 3VA14 | Breaking Capacity 415VAC, 50/60Hz: 36kA | Rated Current In (A): 630 | Version: 3 Pole |  |  | Not stocked | 3VA1463-4EF32-0AA0 |  | Upon request |  | SENTRON 3VA |  |  | 1 |  | 19
416 | Siemens | MCCB | SENTRON 3VA moulded case circuit breakers - SENTRON 3VA MCCB, Thermal Magnetic Trip Unit, Adj. Thermal Adj. Magnetic (ATAM), Ics = 100% Icu, 415VAC, 50Hz | 3VA14 36kA 630 4 Pole | Frame Size: 3VA14 | Breaking Capacity 415VAC, 50/60Hz: 36kA | Rated Current In (A): 630 | Version: 4 Pole |  |  | Not stocked | 3VA1463-4GF42-0AA0 |  | Upon request |  | SENTRON 3VA |  |  | 1 |  | 19
417 | Siemens | MCCB | SENTRON 3VA moulded case circuit breakers - SENTRON 3VA MCCB, Thermal Magnetic Trip Unit, Adj. Thermal Adj. Magnetic (ATAM), Ics = 100% Icu, 415VAC, 50Hz | 3VA12 55kA 250 3 Pole | Frame Size: 3VA12 | Breaking Capacity 415VAC, 50/60Hz: 55kA | Rated Current In (A): 250 | Version: 3 Pole |  |  | Not stocked | 3VA1225-5EF32-0AA0 |  | Upon request |  | SENTRON 3VA |  |  | 1 |  | 19
418 | Siemens | MCCB | SENTRON 3VA moulded case circuit breakers - SENTRON 3VA MCCB, Thermal Magnetic Trip Unit, Adj. Thermal Adj. Magnetic (ATAM), Ics = 100% Icu, 415VAC, 50Hz | 3VA12 55kA 250 4 Pole | Frame Size: 3VA12 | Breaking Capacity 415VAC, 50/60Hz: 55kA | Rated Current In (A): 250 | Version: 4 Pole |  |  | Not stocked | 3VA1225-5GF42-0AA0 |  | Upon request |  | SENTRON 3VA |  |  | 1 |  | 19
419 | Siemens | MCCB | SENTRON 3VA moulded case circuit breakers - SENTRON 3VA MCCB, Thermal Magnetic Trip Unit, Adj. Thermal Adj. Magnetic (ATAM), Ics = 100% Icu, 415VAC, 50Hz | 3VA13 55kA 320 3 Pole | Frame Size: 3VA13 | Breaking Capacity 415VAC, 50/60Hz: 55kA | Rated Current In (A): 320 | Version: 3 Pole |  |  | Not stocked | 3VA1332-5EF32-0AA0 |  | Upon request |  | SENTRON 3VA |  |  | 1 |  | 19
420 | Siemens | MCCB | SENTRON 3VA moulded case circuit breakers - SENTRON 3VA MCCB, Thermal Magnetic Trip Unit, Adj. Thermal Adj. Magnetic (ATAM), Ics = 100% Icu, 415VAC, 50Hz | 3VA13 55kA 320 4 Pole | Frame Size: 3VA13 | Breaking Capacity 415VAC, 50/60Hz: 55kA | Rated Current In (A): 320 | Version: 4 Pole |  |  | Not stocked | 3VA1332-5GF42-0AA0 |  | Upon request |  | SENTRON 3VA |  |  | 1 |  | 19
421 | Siemens | MCCB | SENTRON 3VA moulded case circuit breakers - SENTRON 3VA MCCB, Thermal Magnetic Trip Unit, Adj. Thermal Adj. Magnetic (ATAM), Ics = 100% Icu, 415VAC, 50Hz | 3VA13 55kA 400 3 Pole | Frame Size: 3VA13 | Breaking Capacity 415VAC, 50/60Hz: 55kA | Rated Current In (A): 400 | Version: 3 Pole |  |  | Not stocked | 3VA1340-5EF32-0AA0 |  | Upon request |  | SENTRON 3VA |  |  | 1 |  | 19
422 | Siemens | MCCB | SENTRON 3VA moulded case circuit breakers - SENTRON 3VA MCCB, Thermal Magnetic Trip Unit, Adj. Thermal Adj. Magnetic (ATAM), Ics = 100% Icu, 415VAC, 50Hz | 3VA13 55kA 400 4 Pole | Frame Size: 3VA13 | Breaking Capacity 415VAC, 50/60Hz: 55kA | Rated Current In (A): 400 | Version: 4 Pole |  |  | Not stocked | 3VA1340-5GF42-0AA0 |  | Upon request |  | SENTRON 3VA |  |  | 1 |  | 19
423 | Siemens | MCCB | SENTRON 3VA moulded case circuit breakers - SENTRON 3VA MCCB, Thermal Magnetic Trip Unit, Adj. Thermal Adj. Magnetic (ATAM), Ics = 100% Icu, 415VAC, 50Hz | 3VA14 55kA 500 3 Pole | Frame Size: 3VA14 | Breaking Capacity 415VAC, 50/60Hz: 55kA | Rated Current In (A): 500 | Version: 3 Pole |  |  | Not stocked | 3VA1450-5EF32-0AA0 |  | Upon request |  | SENTRON 3VA |  |  | 1 |  | 19
424 | Siemens | MCCB | SENTRON 3VA moulded case circuit breakers - SENTRON 3VA MCCB, Thermal Magnetic Trip Unit, Adj. Thermal Adj. Magnetic (ATAM), Ics = 100% Icu, 415VAC, 50Hz | 3VA14 55kA 500 4 Pole | Frame Size: 3VA14 | Breaking Capacity 415VAC, 50/60Hz: 55kA | Rated Current In (A): 500 | Version: 4 Pole |  |  | Not stocked | 3VA1450-5GF42-0AA0 |  | Upon request |  | SENTRON 3VA |  |  | 1 |  | 19
425 | Siemens | MCCB | SENTRON 3VA moulded case circuit breakers - SENTRON 3VA MCCB, Thermal Magnetic Trip Unit, Adj. Thermal Adj. Magnetic (ATAM), Ics = 100% Icu, 415VAC, 50Hz | 3VA14 55kA 630 3 Pole | Frame Size: 3VA14 | Breaking Capacity 415VAC, 50/60Hz: 55kA | Rated Current In (A): 630 | Version: 3 Pole |  |  | Not stocked | 3VA1463-5EF32-0AA0 |  | Upon request |  | SENTRON 3VA |  |  | 1 |  | 19
426 | Siemens | MCCB | SENTRON 3VA moulded case circuit breakers - SENTRON 3VA MCCB, Thermal Magnetic Trip Unit, Adj. Thermal Adj. Magnetic (ATAM), Ics = 100% Icu, 415VAC, 50Hz | 3VA14 55kA 630 4 Pole | Frame Size: 3VA14 | Breaking Capacity 415VAC, 50/60Hz: 55kA | Rated Current In (A): 630 | Version: 4 Pole |  |  | Not stocked | 3VA1463-5GF42-0AA0 |  | Upon request |  | SENTRON 3VA |  |  | 1 |  | 19
427 | Siemens | MCCB | SENTRON 3VA moulded case circuit breakers - SENTRON 3VA MCCB, Thermal Magnetic Trip Unit, Adj. Thermal Adj. Magnetic (ATAM), Ics = 100% Icu, 415VAC, 50Hz | 3VA12 70kA 250 3 Pole | Frame Size: 3VA12 | Breaking Capacity 415VAC, 50/60Hz: 70kA | Rated Current In (A): 250 | Version: 3 Pole |  |  | Not stocked | 3VA1225-6EF32-0AA0 |  | Upon request |  | SENTRON 3VA |  |  | 1 |  | 19
428 | Siemens | MCCB | SENTRON 3VA moulded case circuit breakers - SENTRON 3VA MCCB, Thermal Magnetic Trip Unit, Adj. Thermal Adj. Magnetic (ATAM), Ics = 100% Icu, 415VAC, 50Hz | 3VA12 70kA 250 4 Pole | Frame Size: 3VA12 | Breaking Capacity 415VAC, 50/60Hz: 70kA | Rated Current In (A): 250 | Version: 4 Pole |  |  | Not stocked | 3VA1225-6GF42-0AA0 |  | Upon request |  | SENTRON 3VA |  |  | 1 |  | 19
429 | Siemens | MCCB | SENTRON 3VA moulded case circuit breakers - SENTRON 3VA MCCB, Thermal Magnetic Trip Unit, Adj. Thermal Adj. Magnetic (ATAM), Ics = 100% Icu, 415VAC, 50Hz | 3VA13 70kA 320 3 Pole | Frame Size: 3VA13 | Breaking Capacity 415VAC, 50/60Hz: 70kA | Rated Current In (A): 320 | Version: 3 Pole |  |  | Not stocked | 3VA1332-6EF32-0AA0 |  | Upon request |  | SENTRON 3VA |  |  | 1 |  | 19
430 | Siemens | MCCB | SENTRON 3VA moulded case circuit breakers - SENTRON 3VA MCCB, Thermal Magnetic Trip Unit, Adj. Thermal Adj. Magnetic (ATAM), Ics = 100% Icu, 415VAC, 50Hz | 3VA13 70kA 320 4 Pole | Frame Size: 3VA13 | Breaking Capacity 415VAC, 50/60Hz: 70kA | Rated Current In (A): 320 | Version: 4 Pole |  |  | Not stocked | 3VA1332-6GF42-0AA0 |  | Upon request |  | SENTRON 3VA |  |  | 1 |  | 19
431 | Siemens | MCCB | SENTRON 3VA moulded case circuit breakers - SENTRON 3VA MCCB, Thermal Magnetic Trip Unit, Adj. Thermal Adj. Magnetic (ATAM), Ics = 100% Icu, 415VAC, 50Hz | 3VA13 70kA 400 3 Pole | Frame Size: 3VA13 | Breaking Capacity 415VAC, 50/60Hz: 70kA | Rated Current In (A): 400 | Version: 3 Pole |  |  | Not stocked | 3VA1340-6EF32-0AA0 |  | Upon request |  | SENTRON 3VA |  |  | 1 |  | 19
432 | Siemens | MCCB | SENTRON 3VA moulded case circuit breakers - SENTRON 3VA MCCB, Thermal Magnetic Trip Unit, Adj. Thermal Adj. Magnetic (ATAM), Ics = 100% Icu, 415VAC, 50Hz | 3VA13 70kA 400 4 Pole | Frame Size: 3VA13 | Breaking Capacity 415VAC, 50/60Hz: 70kA | Rated Current In (A): 400 | Version: 4 Pole |  |  | Not stocked | 3VA1340-6GF42-0AA0 |  | Upon request |  | SENTRON 3VA |  |  | 1 |  | 19
433 | Siemens | MCCB | SENTRON 3VA moulded case circuit breakers - SENTRON 3VA MCCB, Thermal Magnetic Trip Unit, Adj. Thermal Adj. Magnetic (ATAM), Ics = 100% Icu, 415VAC, 50Hz | 3VA14 70kA 500 3 Pole | Frame Size: 3VA14 | Breaking Capacity 415VAC, 50/60Hz: 70kA | Rated Current In (A): 500 | Version: 3 Pole |  |  | Not stocked | 3VA1450-6EF32-0AA0 |  | Upon request |  | SENTRON 3VA |  |  | 1 |  | 19
434 | Siemens | MCCB | SENTRON 3VA moulded case circuit breakers - SENTRON 3VA MCCB, Thermal Magnetic Trip Unit, Adj. Thermal Adj. Magnetic (ATAM), Ics = 100% Icu, 415VAC, 50Hz | 3VA14 70kA 500 4 Pole | Frame Size: 3VA14 | Breaking Capacity 415VAC, 50/60Hz: 70kA | Rated Current In (A): 500 | Version: 4 Pole |  |  | Not stocked | 3VA1450-6GF42-0AA0 |  | Upon request |  | SENTRON 3VA |  |  | 1 |  | 19
435 | Siemens | MCCB | SENTRON 3VA moulded case circuit breakers - SENTRON 3VA MCCB, Thermal Magnetic Trip Unit, Adj. Thermal Adj. Magnetic (ATAM), Ics = 100% Icu, 415VAC, 50Hz | 3VA14 70kA 630 3 Pole | Frame Size: 3VA14 | Breaking Capacity 415VAC, 50/60Hz: 70kA | Rated Current In (A): 630 | Version: 3 Pole |  |  | Not stocked | 3VA1463-6EF32-0AA0 |  | Upon request |  | SENTRON 3VA |  |  | 1 |  | 19
436 | Siemens | MCCB | SENTRON 3VA moulded case circuit breakers - SENTRON 3VA MCCB, Thermal Magnetic Trip Unit, Adj. Thermal Adj. Magnetic (ATAM), Ics = 100% Icu, 415VAC, 50Hz | 3VA14 70kA 630 4 Pole | Frame Size: 3VA14 | Breaking Capacity 415VAC, 50/60Hz: 70kA | Rated Current In (A): 630 | Version: 4 Pole |  |  | Not stocked | 3VA1463-6GF42-0AA0 |  | Upon request |  | SENTRON 3VA |  |  | 1 |  | 19
437 | Siemens | MCCB | SENTRON 3VA moulded case circuit breakers - For lower ratings, please contact your nearest Siemens Sales Offifice SENTRON 3VA MCCB for Motor Starter Protection (Adjustable Magnetic trip unit, 3pole) | 3VA11 1 Breaking Capacity (55kA, 415V, 50/60Hz) | Frame Size: 3VA11 | Rated Current In (A): 1 | Version: Breaking Capacity (55kA, 415V, 50/60Hz) |  |  |  | Not stocked | 3VA1181-5MG32-0AA0 |  | 34710 |  | SENTRON 3VA | & |  | 1 |  | 19
438 | Siemens | MCCB | SENTRON 3VA moulded case circuit breakers - For lower ratings, please contact your nearest Siemens Sales Offifice SENTRON 3VA MCCB for Motor Starter Protection (Adjustable Magnetic trip unit, 3pole) | 3VA11 1 Breaking Capacity (70kA, 415V, 50/60Hz) | Frame Size: 3VA11 | Rated Current In (A): 1 | Version: Breaking Capacity (70kA, 415V, 50/60Hz) |  |  |  | Not stocked | 3VA1181-6MG32-0AA0 |  | 42625 |  | SENTRON 3VA | & |  | 1 |  | 19
439 | Siemens | MCCB | SENTRON 3VA moulded case circuit breakers - For lower ratings, please contact your nearest Siemens Sales Offifice SENTRON 3VA MCCB for Motor Starter Protection (Adjustable Magnetic trip unit, 3pole) | 3VA11 2 Breaking Capacity (55kA, 415V, 50/60Hz) | Frame Size: 3VA11 | Rated Current In (A): 2 | Version: Breaking Capacity (55kA, 415V, 50/60Hz) |  |  |  | Not stocked | 3VA1102-5MG32-0AA0 |  | 34710 |  | SENTRON 3VA | & |  | 1 |  | 19
440 | Siemens | MCCB | SENTRON 3VA moulded case circuit breakers - For lower ratings, please contact your nearest Siemens Sales Offifice SENTRON 3VA MCCB for Motor Starter Protection (Adjustable Magnetic trip unit, 3pole) | 3VA11 2 Breaking Capacity (70kA, 415V, 50/60Hz) | Frame Size: 3VA11 | Rated Current In (A): 2 | Version: Breaking Capacity (70kA, 415V, 50/60Hz) |  |  |  | Not stocked | 3VA1102-6MG32-0AA0 |  | 42625 |  | SENTRON 3VA | & |  | 1 |  | 19
441 | Siemens | MCCB | SENTRON 3VA moulded case circuit breakers - For lower ratings, please contact your nearest Siemens Sales Offifice SENTRON 3VA MCCB for Motor Starter Protection (Adjustable Magnetic trip unit, 3pole) | 3VA11 4 Breaking Capacity (55kA, 415V, 50/60Hz) | Frame Size: 3VA11 | Rated Current In (A): 4 | Version: Breaking Capacity (55kA, 415V, 50/60Hz) |  |  |  | Not stocked | 3VA1104-5MG32-0AA0 |  | 34710 |  | SENTRON 3VA | & |  | 1 |  | 19
442 | Siemens | MCCB | SENTRON 3VA moulded case circuit breakers - For lower ratings, please contact your nearest Siemens Sales Offifice SENTRON 3VA MCCB for Motor Starter Protection (Adjustable Magnetic trip unit, 3pole) | 3VA11 4 Breaking Capacity (70kA, 415V, 50/60Hz) | Frame Size: 3VA11 | Rated Current In (A): 4 | Version: Breaking Capacity (70kA, 415V, 50/60Hz) |  |  |  | Not stocked | 3VA1104-6MG32-0AA0 |  | 42625 |  | SENTRON 3VA | & |  | 1 |  | 19
443 | Siemens | MCCB | SENTRON 3VA moulded case circuit breakers - For lower ratings, please contact your nearest Siemens Sales Offifice SENTRON 3VA MCCB for Motor Starter Protection (Adjustable Magnetic trip unit, 3pole) | 3VA11 8 Breaking Capacity (55kA, 415V, 50/60Hz) | Frame Size: 3VA11 | Rated Current In (A): 8 | Version: Breaking Capacity (55kA, 415V, 50/60Hz) |  |  |  | Not stocked | 3VA1108-5MG32-0AA0 |  | 34710 |  | SENTRON 3VA | & |  | 1 |  | 19
444 | Siemens | MCCB | SENTRON 3VA moulded case circuit breakers - For lower ratings, please contact your nearest Siemens Sales Offifice SENTRON 3VA MCCB for Motor Starter Protection (Adjustable Magnetic trip unit, 3pole) | 3VA11 8 Breaking Capacity (70kA, 415V, 50/60Hz) | Frame Size: 3VA11 | Rated Current In (A): 8 | Version: Breaking Capacity (70kA, 415V, 50/60Hz) |  |  |  | Not stocked | 3VA1108-6MG32-0AA0 |  | 42625 |  | SENTRON 3VA | & |  | 1 |  | 19
445 | Siemens | MCCB | SENTRON 3VA moulded case circuit breakers - For lower ratings, please contact your nearest Siemens Sales Offifice SENTRON 3VA MCCB for Motor Starter Protection (Adjustable Magnetic trip unit, 3pole) | 3VA11 12.5 Breaking Capacity (55kA, 415V, 50/60Hz) | Frame Size: 3VA11 | Rated Current In (A): 12.5 | Version: Breaking Capacity (55kA, 415V, 50/60Hz) |  |  |  | Not stocked | 3VA1192-5MG32-0AA0 |  | 34710 |  | SENTRON 3VA | & |  | 1 |  | 19
446 | Siemens | MCCB | SENTRON 3VA moulded case circuit breakers - For lower ratings, please contact your nearest Siemens Sales Offifice SENTRON 3VA MCCB for Motor Starter Protection (Adjustable Magnetic trip unit, 3pole) | 3VA11 12.5 Breaking Capacity (70kA, 415V, 50/60Hz) | Frame Size: 3VA11 | Rated Current In (A): 12.5 | Version: Breaking Capacity (70kA, 415V, 50/60Hz) |  |  |  | Not stocked | 3VA1192-6MG32-0AA0 |  | 42625 |  | SENTRON 3VA | & |  | 1 |  | 19
447 | Siemens | MCCB | SENTRON 3VA moulded case circuit breakers - For lower ratings, please contact your nearest Siemens Sales Offifice SENTRON 3VA MCCB for Motor Starter Protection (Adjustable Magnetic trip unit, 3pole) | 3VA11 20 Breaking Capacity (55kA, 415V, 50/60Hz) | Frame Size: 3VA11 | Rated Current In (A): 20 | Version: Breaking Capacity (55kA, 415V, 50/60Hz) |  |  |  | Not stocked | 3VA1120-5MH32-0AA0 |  | 34710 |  | SENTRON 3VA |  |  | 1 |  | 19
448 | Siemens | MCCB | SENTRON 3VA moulded case circuit breakers - For lower ratings, please contact your nearest Siemens Sales Offifice SENTRON 3VA MCCB for Motor Starter Protection (Adjustable Magnetic trip unit, 3pole) | 3VA11 20 Breaking Capacity (70kA, 415V, 50/60Hz) | Frame Size: 3VA11 | Rated Current In (A): 20 | Version: Breaking Capacity (70kA, 415V, 50/60Hz) |  |  |  | Not stocked | 3VA1120-6MH32-0AA0 |  | 42625 |  | SENTRON 3VA |  |  | 1 |  | 19
449 | Siemens | MCCB | SENTRON 3VA moulded case circuit breakers - For lower ratings, please contact your nearest Siemens Sales Offifice SENTRON 3VA MCCB for Motor Starter Protection (Adjustable Magnetic trip unit, 3pole) | 3VA11 32 Breaking Capacity (55kA, 415V, 50/60Hz) | Frame Size: 3VA11 | Rated Current In (A): 32 | Version: Breaking Capacity (55kA, 415V, 50/60Hz) |  |  |  | Not stocked | 3VA1132-5MH32-0AA0 |  | 41460 |  | SENTRON 3VA |  |  | 1 |  | 19
450 | Siemens | MCCB | SENTRON 3VA moulded case circuit breakers - For lower ratings, please contact your nearest Siemens Sales Offifice SENTRON 3VA MCCB for Motor Starter Protection (Adjustable Magnetic trip unit, 3pole) | 3VA11 32 Breaking Capacity (70kA, 415V, 50/60Hz) | Frame Size: 3VA11 | Rated Current In (A): 32 | Version: Breaking Capacity (70kA, 415V, 50/60Hz) |  |  |  | Not stocked | 3VA1132-6MH32-0AA0 |  | 44675 |  | SENTRON 3VA |  |  | 1 |  | 19
451 | Siemens | MCCB | SENTRON 3VA moulded case circuit breakers - For lower ratings, please contact your nearest Siemens Sales Offifice SENTRON 3VA MCCB for Motor Starter Protection (Adjustable Magnetic trip unit, 3pole) | 3VA11 40 Breaking Capacity (55kA, 415V, 50/60Hz) | Frame Size: 3VA11 | Rated Current In (A): 40 | Version: Breaking Capacity (55kA, 415V, 50/60Hz) |  |  |  | Not stocked | 3VA1140-5MH32-0AA0 |  | 41460 |  | SENTRON 3VA |  |  | 1 |  | 19
452 | Siemens | MCCB | SENTRON 3VA moulded case circuit breakers - For lower ratings, please contact your nearest Siemens Sales Offifice SENTRON 3VA MCCB for Motor Starter Protection (Adjustable Magnetic trip unit, 3pole) | 3VA11 40 Breaking Capacity (70kA, 415V, 50/60Hz) | Frame Size: 3VA11 | Rated Current In (A): 40 | Version: Breaking Capacity (70kA, 415V, 50/60Hz) |  |  |  | Not stocked | 3VA1140-6MH32-0AA0 |  | 44675 |  | SENTRON 3VA |  |  | 1 |  | 19
453 | Siemens | MCCB | SENTRON 3VA moulded case circuit breakers - For lower ratings, please contact your nearest Siemens Sales Offifice SENTRON 3VA MCCB for Motor Starter Protection (Adjustable Magnetic trip unit, 3pole) | 3VA11 50 Breaking Capacity (55kA, 415V, 50/60Hz) | Frame Size: 3VA11 | Rated Current In (A): 50 | Version: Breaking Capacity (55kA, 415V, 50/60Hz) |  |  |  | Not stocked | 3VA1150-5MH32-0AA0 |  | 41460 |  | SENTRON 3VA |  |  | 1 |  | 19
454 | Siemens | MCCB | SENTRON 3VA moulded case circuit breakers - For lower ratings, please contact your nearest Siemens Sales Offifice SENTRON 3VA MCCB for Motor Starter Protection (Adjustable Magnetic trip unit, 3pole) | 3VA11 50 Breaking Capacity (70kA, 415V, 50/60Hz) | Frame Size: 3VA11 | Rated Current In (A): 50 | Version: Breaking Capacity (70kA, 415V, 50/60Hz) |  |  |  | Not stocked | 3VA1150-6MH32-0AA0 |  | 44675 |  | SENTRON 3VA |  |  | 1 |  | 19
455 | Siemens | MCCB | SENTRON 3VA moulded case circuit breakers - For lower ratings, please contact your nearest Siemens Sales Offifice SENTRON 3VA MCCB for Motor Starter Protection (Adjustable Magnetic trip unit, 3pole) | 3VA11 63 Breaking Capacity (55kA, 415V, 50/60Hz) | Frame Size: 3VA11 | Rated Current In (A): 63 | Version: Breaking Capacity (55kA, 415V, 50/60Hz) |  |  |  | Not stocked | 3VA1163-5MH32-0AA0 |  | 41460 |  | SENTRON 3VA |  |  | 1 |  | 19
456 | Siemens | MCCB | SENTRON 3VA moulded case circuit breakers - For lower ratings, please contact your nearest Siemens Sales Offifice SENTRON 3VA MCCB for Motor Starter Protection (Adjustable Magnetic trip unit, 3pole) | 3VA11 63 Breaking Capacity (70kA, 415V, 50/60Hz) | Frame Size: 3VA11 | Rated Current In (A): 63 | Version: Breaking Capacity (70kA, 415V, 50/60Hz) |  |  |  | Not stocked | 3VA1163-6MH32-0AA0 |  | 44675 |  | SENTRON 3VA |  |  | 1 |  | 19
457 | Siemens | MCCB | SENTRON 3VA moulded case circuit breakers - For lower ratings, please contact your nearest Siemens Sales Offifice SENTRON 3VA MCCB for Motor Starter Protection (Adjustable Magnetic trip unit, 3pole) | 3VA11 80 Breaking Capacity (55kA, 415V, 50/60Hz) | Frame Size: 3VA11 | Rated Current In (A): 80 | Version: Breaking Capacity (55kA, 415V, 50/60Hz) |  |  |  | Not stocked | 3VA1180-5MH32-0AA0 |  | 41460 |  | SENTRON 3VA |  |  | 1 |  | 19
458 | Siemens | MCCB | SENTRON 3VA moulded case circuit breakers - For lower ratings, please contact your nearest Siemens Sales Offifice SENTRON 3VA MCCB for Motor Starter Protection (Adjustable Magnetic trip unit, 3pole) | 3VA11 80 Breaking Capacity (70kA, 415V, 50/60Hz) | Frame Size: 3VA11 | Rated Current In (A): 80 | Version: Breaking Capacity (70kA, 415V, 50/60Hz) |  |  |  | Not stocked | 3VA1180-6MH32-0AA0 |  | 44675 |  | SENTRON 3VA |  |  | 1 |  | 19
459 | Siemens | MCCB | SENTRON 3VA moulded case circuit breakers - For lower ratings, please contact your nearest Siemens Sales Offifice SENTRON 3VA MCCB for Motor Starter Protection (Adjustable Magnetic trip unit, 3pole) | 3VA11 100 Breaking Capacity (55kA, 415V, 50/60Hz) | Frame Size: 3VA11 | Rated Current In (A): 100 | Version: Breaking Capacity (55kA, 415V, 50/60Hz) |  |  |  | Not stocked | 3VA1110-5MH32-0AA0 |  | 41460 |  | SENTRON 3VA |  |  | 1 |  | 19
460 | Siemens | MCCB | SENTRON 3VA moulded case circuit breakers - For lower ratings, please contact your nearest Siemens Sales Offifice SENTRON 3VA MCCB for Motor Starter Protection (Adjustable Magnetic trip unit, 3pole) | 3VA11 100 Breaking Capacity (70kA, 415V, 50/60Hz) | Frame Size: 3VA11 | Rated Current In (A): 100 | Version: Breaking Capacity (70kA, 415V, 50/60Hz) |  |  |  | Not stocked | 3VA1110-6MH32-0AA0 |  | 44675 |  | SENTRON 3VA |  |  | 1 |  | 19
461 | Siemens | MCCB | SENTRON 3VA moulded case circuit breakers - For lower ratings, please contact your nearest Siemens Sales Offifice SENTRON 3VA MCCB for Motor Starter Protection (Adjustable Magnetic trip unit, 3pole) | 3VA11 125 Breaking Capacity (55kA, 415V, 50/60Hz) | Frame Size: 3VA11 | Rated Current In (A): 125 | Version: Breaking Capacity (55kA, 415V, 50/60Hz) |  |  |  | Not stocked | 3VA1112-5MH32-0AA0 |  | 59470 |  | SENTRON 3VA |  |  | 1 |  | 19
462 | Siemens | MCCB | SENTRON 3VA moulded case circuit breakers - For lower ratings, please contact your nearest Siemens Sales Offifice SENTRON 3VA MCCB for Motor Starter Protection (Adjustable Magnetic trip unit, 3pole) | 3VA11 125 Breaking Capacity (70kA, 415V, 50/60Hz) | Frame Size: 3VA11 | Rated Current In (A): 125 | Version: Breaking Capacity (70kA, 415V, 50/60Hz) |  |  |  | Not stocked | 3VA1112-6MH32-0AA0 |  | 64290 |  | SENTRON 3VA |  |  | 1 |  | 19
463 | Siemens | MCCB | SENTRON 3VA moulded case circuit breakers - For lower ratings, please contact your nearest Siemens Sales Offifice SENTRON 3VA MCCB for Motor Starter Protection (Adjustable Magnetic trip unit, 3pole) | 3VA12 160 Breaking Capacity (55kA, 415V, 50/60Hz) | Frame Size: 3VA12 | Rated Current In (A): 160 | Version: Breaking Capacity (55kA, 415V, 50/60Hz) |  |  |  | Not stocked | 3VA1216-5MH32-0AA0 |  | 62410 |  | SENTRON 3VA |  |  | 1 |  | 19
464 | Siemens | MCCB | SENTRON 3VA moulded case circuit breakers - For lower ratings, please contact your nearest Siemens Sales Offifice SENTRON 3VA MCCB for Motor Starter Protection (Adjustable Magnetic trip unit, 3pole) | 3VA12 160 Breaking Capacity (70kA, 415V, 50/60Hz) | Frame Size: 3VA12 | Rated Current In (A): 160 | Version: Breaking Capacity (70kA, 415V, 50/60Hz) |  |  |  | Not stocked | 3VA1216-6MH32-0AA0 |  | 88925 |  | SENTRON 3VA |  |  | 1 |  | 19
465 | Siemens | MCCB | SENTRON 3VA moulded case circuit breakers - For lower ratings, please contact your nearest Siemens Sales Offifice SENTRON 3VA MCCB for Motor Starter Protection (Adjustable Magnetic trip unit, 3pole) | 3VA12 200 Breaking Capacity (55kA, 415V, 50/60Hz) | Frame Size: 3VA12 | Rated Current In (A): 200 | Version: Breaking Capacity (55kA, 415V, 50/60Hz) |  |  |  | Not stocked | 3VA1220-5MH32-0AA0 |  | 85830 |  | SENTRON 3VA |  |  | 1 |  | 19
466 | Siemens | MCCB | SENTRON 3VA moulded case circuit breakers - For lower ratings, please contact your nearest Siemens Sales Offifice SENTRON 3VA MCCB for Motor Starter Protection (Adjustable Magnetic trip unit, 3pole) | 3VA12 200 Breaking Capacity (70kA, 415V, 50/60Hz) | Frame Size: 3VA12 | Rated Current In (A): 200 | Version: Breaking Capacity (70kA, 415V, 50/60Hz) |  |  |  | Not stocked | 3VA1220-6MH32-0AA0 |  | 105330 |  | SENTRON 3VA |  |  | 1 |  | 19
467 | Siemens | MCCB | SENTRON 3VA moulded case circuit breakers - For lower ratings, please contact your nearest Siemens Sales Offifice SENTRON 3VA MCCB for Motor Starter Protection (Adjustable Magnetic trip unit, 3pole) | 3VA13 250 Breaking Capacity (55kA, 415V, 50/60Hz) | Frame Size: 3VA13 | Rated Current In (A): 250 | Version: Breaking Capacity (55kA, 415V, 50/60Hz) |  |  |  | Not stocked | 3VA1325-5MH32-0AA0 |  | 93660 |  | SENTRON 3VA |  |  | 1 |  | 19
468 | Siemens | MCCB | SENTRON 3VA moulded case circuit breakers - For lower ratings, please contact your nearest Siemens Sales Offifice SENTRON 3VA MCCB for Motor Starter Protection (Adjustable Magnetic trip unit, 3pole) | 3VA13 250 Breaking Capacity (70kA, 415V, 50/60Hz) | Frame Size: 3VA13 | Rated Current In (A): 250 | Version: Breaking Capacity (70kA, 415V, 50/60Hz) |  |  |  | Not stocked | 3VA1325-6MH32-0AA0 |  | 106595 |  | SENTRON 3VA |  |  | 1 |  | 19
469 | Siemens | MCCB | SENTRON 3VA moulded case circuit breakers - For lower ratings, please contact your nearest Siemens Sales Offifice SENTRON 3VA MCCB for Motor Starter Protection (Adjustable Magnetic trip unit, 3pole) | 3VA13 320 Breaking Capacity (55kA, 415V, 50/60Hz) | Frame Size: 3VA13 | Rated Current In (A): 320 | Version: Breaking Capacity (55kA, 415V, 50/60Hz) |  |  |  | Not stocked | 3VA1332-5MH32-0AA0 |  | 128515 |  | SENTRON 3VA |  |  | 1 |  | 19
470 | Siemens | MCCB | SENTRON 3VA moulded case circuit breakers - For lower ratings, please contact your nearest Siemens Sales Offifice SENTRON 3VA MCCB for Motor Starter Protection (Adjustable Magnetic trip unit, 3pole) | 3VA13 320 Breaking Capacity (70kA, 415V, 50/60Hz) | Frame Size: 3VA13 | Rated Current In (A): 320 | Version: Breaking Capacity (70kA, 415V, 50/60Hz) |  |  |  | Not stocked | 3VA1332-6MH32-0AA0 |  | 146450 |  | SENTRON 3VA |  |  | 1 |  | 19
471 | Siemens | MCCB | SENTRON 3VA moulded case circuit breakers - For lower ratings, please contact your nearest Siemens Sales Offifice SENTRON 3VA MCCB for Motor Starter Protection (Adjustable Magnetic trip unit, 3pole) | 3VA14 400 Breaking Capacity (55kA, 415V, 50/60Hz) | Frame Size: 3VA14 | Rated Current In (A): 400 | Version: Breaking Capacity (55kA, 415V, 50/60Hz) |  |  |  | Not stocked | 3VA1440-5MH32-0AA0 |  | 147110 |  | SENTRON 3VA |  |  | 1 |  | 19
472 | Siemens | MCCB | SENTRON 3VA moulded case circuit breakers - For lower ratings, please contact your nearest Siemens Sales Offifice SENTRON 3VA MCCB for Motor Starter Protection (Adjustable Magnetic trip unit, 3pole) | 3VA14 400 Breaking Capacity (70kA, 415V, 50/60Hz) | Frame Size: 3VA14 | Rated Current In (A): 400 | Version: Breaking Capacity (70kA, 415V, 50/60Hz) |  |  |  | Not stocked | 3VA1440-6MH32-0AA0 |  | 153715 |  | SENTRON 3VA |  |  | 1 |  | 19
473 | Siemens | MCCB | SENTRON 3VA moulded case circuit breakers - For lower ratings, please contact your nearest Siemens Sales Offifice SENTRON 3VA MCCB for Motor Starter Protection (Adjustable Magnetic trip unit, 3pole) | 3VA14 500 Breaking Capacity (55kA, 415V, 50/60Hz) | Frame Size: 3VA14 | Rated Current In (A): 500 | Version: Breaking Capacity (55kA, 415V, 50/60Hz) |  |  |  | Not stocked | 3VA1450-5MH32-0AA0 |  | 169350 |  | SENTRON 3VA |  |  | 1 |  | 19
474 | Siemens | MCCB | SENTRON 3VA moulded case circuit breakers - For lower ratings, please contact your nearest Siemens Sales Offifice SENTRON 3VA MCCB for Motor Starter Protection (Adjustable Magnetic trip unit, 3pole) | 3VA14 500 Breaking Capacity (70kA, 415V, 50/60Hz) | Frame Size: 3VA14 | Rated Current In (A): 500 | Version: Breaking Capacity (70kA, 415V, 50/60Hz) |  |  |  | Not stocked | 3VA1450-6MH32-0AA0 |  | 192275 |  | SENTRON 3VA |  |  | 1 |  | 19
475 | Siemens | MCCB | SENTRON 3VA moulded case circuit breakers - For lower ratings, please contact your nearest Siemens Sales Offifice SENTRON 3VA MCCB for Motor Starter Protection (Adjustable Magnetic trip unit, 3pole) | 3VA15 630 Breaking Capacity (55kA, 415V, 50/60Hz) | Frame Size: 3VA15 | Rated Current In (A): 630 | Version: Breaking Capacity (55kA, 415V, 50/60Hz) |  |  |  | Not stocked | 3VA1563-5MH32-0AA0 |  | 195235 |  | SENTRON 3VA |  |  | 1 |  | 19
476 | Siemens | MCCB | SENTRON 3VA moulded case circuit breakers - For lower ratings, please contact your nearest Siemens Sales Offifice SENTRON 3VA MCCB for Motor Starter Protection (Adjustable Magnetic trip unit, 3pole) | 3VA15 630 Breaking Capacity (70kA, 415V, 50/60Hz) | Frame Size: 3VA15 | Rated Current In (A): 630 | Version: Breaking Capacity (70kA, 415V, 50/60Hz) |  |  |  | Not stocked | 3VA1563-6MH32-0AA0 |  | 212690 |  | SENTRON 3VA |  |  | 1 |  | 19
477 | Siemens | MCCB | SENTRON 3VA moulded case circuit breakers - For lower ratings, please contact your nearest Siemens Sales Offifice SENTRON 3VA MCCB for Motor Starter Protection (Adjustable Magnetic trip unit, 3pole) | 3VA15 800 Breaking Capacity (55kA, 415V, 50/60Hz) | Frame Size: 3VA15 | Rated Current In (A): 800 | Version: Breaking Capacity (55kA, 415V, 50/60Hz) |  |  |  | Not stocked | 3VA1580-5MH32-0AA0 |  | 259330 |  | SENTRON 3VA |  |  | 1 |  | 19
478 | Siemens | MCCB | SENTRON 3VA moulded case circuit breakers - For lower ratings, please contact your nearest Siemens Sales Offifice SENTRON 3VA MCCB for Motor Starter Protection (Adjustable Magnetic trip unit, 3pole) | 3VA15 800 Breaking Capacity (70kA, 415V, 50/60Hz) | Frame Size: 3VA15 | Rated Current In (A): 800 | Version: Breaking Capacity (70kA, 415V, 50/60Hz) |  |  |  | Not stocked | 3VA1580-6MH32-0AA0 |  | 285560 |  | SENTRON 3VA |  |  | 1 |  | 19
479 | Siemens | Switch Disconnector | SENTRON 3VA moulded case circuit breakers - SENTRON 3VA MCCB, Switch Disconnector (without protection) | 3VA11 NA 63 3 Pole | Frame Size: 3VA11 | Breaking Capacity: NA | Rated Current In (A): 63 | Version: 3 Pole |  |  | Not stocked | 3VA1163-1AA32-0AA0 |  | 29130 |  | SENTRON 3VA |  |  | 1 |  | 20
480 | Siemens | Switch Disconnector | SENTRON 3VA moulded case circuit breakers - SENTRON 3VA MCCB, Switch Disconnector (without protection) | 3VA11 NA 63 4 Pole | Frame Size: 3VA11 | Breaking Capacity: NA | Rated Current In (A): 63 | Version: 4 Pole |  |  | Not stocked | 3VA1163-1AA42-0AA0 |  | 43050 |  | SENTRON 3VA |  |  | 1 |  | 20
481 | Siemens | Switch Disconnector | SENTRON 3VA moulded case circuit breakers - SENTRON 3VA MCCB, Switch Disconnector (without protection) | 3VA11 NA 100 3 Pole | Frame Size: 3VA11 | Breaking Capacity: NA | Rated Current In (A): 100 | Version: 3 Pole |  |  | Not stocked | 3VA1110-1AA32-0AA0 |  | 29130 |  | SENTRON 3VA |  |  | 1 |  | 20
482 | Siemens | Switch Disconnector | SENTRON 3VA moulded case circuit breakers - SENTRON 3VA MCCB, Switch Disconnector (without protection) | 3VA11 NA 100 4 Pole | Frame Size: 3VA11 | Breaking Capacity: NA | Rated Current In (A): 100 | Version: 4 Pole |  |  | Not stocked | 3VA1110-1AA42-0AA0 |  | 43050 |  | SENTRON 3VA |  |  | 1 |  | 20
483 | Siemens | Switch Disconnector | SENTRON 3VA moulded case circuit breakers - SENTRON 3VA MCCB, Switch Disconnector (without protection) | 3VA11 NA 125 3 Pole | Frame Size: 3VA11 | Breaking Capacity: NA | Rated Current In (A): 125 | Version: 3 Pole |  |  | Not stocked | 3VA1112-1AA32-0AA0 |  | 59590 |  | SENTRON 3VA |  |  | 1 |  | 20
484 | Siemens | Switch Disconnector | SENTRON 3VA moulded case circuit breakers - SENTRON 3VA MCCB, Switch Disconnector (without protection) | 3VA11 NA 125 4 Pole | Frame Size: 3VA11 | Breaking Capacity: NA | Rated Current In (A): 125 | Version: 4 Pole |  |  | Not stocked | 3VA1112-1AA42-0AA0 |  | 79445 |  | SENTRON 3VA |  |  | 1 |  | 20
485 | Siemens | Switch Disconnector | SENTRON 3VA moulded case circuit breakers - SENTRON 3VA MCCB, Switch Disconnector (without protection) | 3VA11 NA 160 3 Pole | Frame Size: 3VA11 | Breaking Capacity: NA | Rated Current In (A): 160 | Version: 3 Pole |  |  | Not stocked | 3VA1116-1AA32-0AA0 |  | 59590 |  | SENTRON 3VA |  |  | 1 |  | 20
486 | Siemens | Switch Disconnector | SENTRON 3VA moulded case circuit breakers - SENTRON 3VA MCCB, Switch Disconnector (without protection) | 3VA11 NA 160 4 Pole | Frame Size: 3VA11 | Breaking Capacity: NA | Rated Current In (A): 160 | Version: 4 Pole |  |  | Not stocked | 3VA1116-1AA42-0AA0 |  | 79445 |  | SENTRON 3VA |  |  | 1 |  | 20
487 | Siemens | Switch Disconnector | SENTRON 3VA moulded case circuit breakers - SENTRON 3VA MCCB, Switch Disconnector (without protection) | 3VA12 NA 250 3 Pole | Frame Size: 3VA12 | Breaking Capacity: NA | Rated Current In (A): 250 | Version: 3 Pole |  |  | Not stocked | 3VA1225-1AA32-0AA0 |  | 59590 |  | SENTRON 3VA |  |  | 1 |  | 20
488 | Siemens | Switch Disconnector | SENTRON 3VA moulded case circuit breakers - SENTRON 3VA MCCB, Switch Disconnector (without protection) | 3VA12 NA 250 4 Pole | Frame Size: 3VA12 | Breaking Capacity: NA | Rated Current In (A): 250 | Version: 4 Pole |  |  | Not stocked | 3VA1225-1AA42-0AA0 |  | 79445 |  | SENTRON 3VA |  |  | 1 |  | 20
489 | Siemens | Switch Disconnector | SENTRON 3VA moulded case circuit breakers - SENTRON 3VA MCCB, Switch Disconnector (without protection) | 3VA13 NA 400 3 Pole | Frame Size: 3VA13 | Breaking Capacity: NA | Rated Current In (A): 400 | Version: 3 Pole |  |  | Not stocked | 3VA1340-1AA32-0AA0 |  | 76855 |  | SENTRON 3VA |  |  | 1 |  | 20
490 | Siemens | Switch Disconnector | SENTRON 3VA moulded case circuit breakers - SENTRON 3VA MCCB, Switch Disconnector (without protection) | 3VA13 NA 400 4 Pole | Frame Size: 3VA13 | Breaking Capacity: NA | Rated Current In (A): 400 | Version: 4 Pole |  |  | Not stocked | 3VA1340-1AA42-0AA0 |  | 99940 |  | SENTRON 3VA |  |  | 1 |  | 20
491 | Siemens | Earth Leakage Relay | SENTRON 3VA moulded case circuit breakers - Earth fault monitoring relay | Earth fault monitoring relay ¦ Auxiliary voltage: 85-270V AC/DC • Change over contact: 2C/O • Width: 35mm module | [6 empty] | Not stocked | 7UG0861-1BU20 |  | 9755 |  | SENTRON 3VA |  |  | 1 |  | 20
492 | Siemens | Earth Leakage Relay | SENTRON 3VA moulded case circuit breakers - Earth fault monitoring relay | CBCT for EFR: 160 frame Suitable for 3VA1 up to 160A ¦ 3P | [6 empty] | Not stocked | 7UG09910 |  | 3365 |  | SENTRON 3VA |  |  | 1 |  | 20
493 | Siemens | Earth Leakage Relay | SENTRON 3VA moulded case circuit breakers - Earth fault monitoring relay | CBCT for EFR: 160 frame Suitable for 3VA1 up to 160A ¦ 4P | [6 empty] | Not stocked | 7UG09911 |  | 3840 |  | SENTRON 3VA |  |  | 1 |  | 20
494 | Siemens | Earth Leakage Relay | SENTRON 3VA moulded case circuit breakers - Earth fault monitoring relay | CBCT for EFR: 250 frame Suitable for 3VA1 250A, 3VA2 up to 160A/250A ¦ 3P | [6 empty] | Not stocked | 7UG09912 |  | 4065 |  | SENTRON 3VA |  |  | 1 |  | 20
495 | Siemens | Earth Leakage Relay | SENTRON 3VA moulded case circuit breakers - Earth fault monitoring relay | CBCT for EFR: 250 frame Suitable for 3VA1 250A, 3VA2 up to 160A/250A ¦ 4P | [6 empty] | Not stocked | 7UG09913 |  | 4790 |  | SENTRON 3VA |  |  | 1 |  | 20
496 | Siemens | Earth Leakage Relay | SENTRON 3VA moulded case circuit breakers - Earth fault monitoring relay | CBCT for EFR: 630 frame Suitable for 3VA1/3VA2 400A/ 630A ¦ 3P | [6 empty] | Not stocked | 7UG09914 |  | 5995 |  | SENTRON 3VA |  |  | 1 |  | 20
497 | Siemens | Earth Leakage Relay | SENTRON 3VA moulded case circuit breakers - Earth fault monitoring relay | CBCT for EFR: 630 frame Suitable for 3VA1/3VA2 400A/ 630A ¦ 4P | [6 empty] | Not stocked | 7UG09915 |  | 6490 |  | SENTRON 3VA |  |  | 1 |  | 20
498 | Siemens | Earth Leakage Relay | SENTRON 3VA moulded case circuit breakers - Earth leakage monitoring relay | Earth leakage relay 1Ph-2W, 3Ph-3W, 3Ph-4W ¦ 110VAC | [6 empty] | Not stocked | 7UG0841-1CB20 |  | 9440 |  | SENTRON 3VA |  |  | 1 |  | 20
499 | Siemens | Earth Leakage Relay | SENTRON 3VA moulded case circuit breakers - Earth leakage monitoring relay | Earth leakage relay 1Ph-2W, 3Ph-3W, 3Ph-4W ¦ 230VAC | [6 empty] | Not stocked | 7UG0842-1CD20 |  | 9535 |  | SENTRON 3VA |  |  | 1 |  | 20
500 | Siemens | Earth Leakage Relay | SENTRON 3VA moulded case circuit breakers - Earth leakage monitoring relay | CBCT for ELR ¦ 35 mm dia | [6 empty] | Not stocked | 7UG0996 |  | 3430 |  | SENTRON 3VA |  |  | 1 |  | 20
501 | Siemens | Earth Leakage Relay | SENTRON 3VA moulded case circuit breakers - Earth leakage monitoring relay | CBCT for ELR ¦ 70 mm dia | [6 empty] | Not stocked | 7UG0997 |  | 3925 |  | SENTRON 3VA |  |  | 1 |  | 20
502 | Siemens | Earth Leakage Relay | SENTRON 3VA moulded case circuit breakers - Earth leakage monitoring relay | CBCT for ELR ¦ 120 mm dia | [6 empty] | Not stocked | 7UG0999 |  | 6690 |  | SENTRON 3VA |  |  | 1 |  | 20
503 | Siemens | Earth Leakage Relay | SENTRON 3VA moulded case circuit breakers - Earth leakage monitoring relay | CBCT for ELR ¦ 210 mm dia | [6 empty] | Not stocked | 7UG0994 |  | 12860 |  | SENTRON 3VA |  |  | 1 |  | 20
504 | Siemens | Earth Leakage Relay | SENTRON 3VA moulded case circuit breakers - Earth leakage monitoring relay | CBCT for ELR ¦ 310 mm dia | [6 empty] | Not stocked | 7UG0995 |  | 19170 |  | SENTRON 3VA |  |  | 1 |  | 20
505 | Siemens | MCCB | SENTRON 3VA moulded case circuit breakers - SENTRON 3VA MCCB, Microprocessor Trip Unit, ETU320 LI, Ics = 100% Icu, 415VAC, 50Hz | 3VA20 36kA 25 3 Pole | Frame Size: 3VA20 | Breaking Capacity 415VAC, 50/60Hz: 36kA | Rated Current In (A): 25 | Version: 3 Pole |  |  | Not stocked | 3VA2025-4HL32-0AA0 |  | 68430 |  | SENTRON 3VA |  |  | 1 |  | 22
506 | Siemens | MCCB | SENTRON 3VA moulded case circuit breakers - SENTRON 3VA MCCB, Microprocessor Trip Unit, ETU320 LI, Ics = 100% Icu, 415VAC, 50Hz | 3VA20 36kA 25 4 Pole | Frame Size: 3VA20 | Breaking Capacity 415VAC, 50/60Hz: 36kA | Rated Current In (A): 25 | Version: 4 Pole |  |  | Not stocked | 3VA2025-4HL42-0AA0 |  | 88225 |  | SENTRON 3VA |  |  | 1 |  | 22
507 | Siemens | MCCB | SENTRON 3VA moulded case circuit breakers - SENTRON 3VA MCCB, Microprocessor Trip Unit, ETU320 LI, Ics = 100% Icu, 415VAC, 50Hz | 3VA20 36kA 40 3 Pole | Frame Size: 3VA20 | Breaking Capacity 415VAC, 50/60Hz: 36kA | Rated Current In (A): 40 | Version: 3 Pole |  |  | Not stocked | 3VA2040-4HL32-0AA0 |  | 68430 |  | SENTRON 3VA |  |  | 1 |  | 22
508 | Siemens | MCCB | SENTRON 3VA moulded case circuit breakers - SENTRON 3VA MCCB, Microprocessor Trip Unit, ETU320 LI, Ics = 100% Icu, 415VAC, 50Hz | 3VA20 36kA 40 4 Pole | Frame Size: 3VA20 | Breaking Capacity 415VAC, 50/60Hz: 36kA | Rated Current In (A): 40 | Version: 4 Pole |  |  | Not stocked | 3VA2040-4HL42-0AA0 |  | 88225 |  | SENTRON 3VA |  |  | 1 |  | 22
509 | Siemens | MCCB | SENTRON 3VA moulded case circuit breakers - SENTRON 3VA MCCB, Microprocessor Trip Unit, ETU320 LI, Ics = 100% Icu, 415VAC, 50Hz | 3VA20 36kA 63 3 Pole | Frame Size: 3VA20 | Breaking Capacity 415VAC, 50/60Hz: 36kA | Rated Current In (A): 63 | Version: 3 Pole |  |  | Not stocked | 3VA2063-4HL32-0AA0 |  | 68430 |  | SENTRON 3VA |  |  | 1 |  | 22
510 | Siemens | MCCB | SENTRON 3VA moulded case circuit breakers - SENTRON 3VA MCCB, Microprocessor Trip Unit, ETU320 LI, Ics = 100% Icu, 415VAC, 50Hz | 3VA20 36kA 63 4 Pole | Frame Size: 3VA20 | Breaking Capacity 415VAC, 50/60Hz: 36kA | Rated Current In (A): 63 | Version: 4 Pole |  |  | Not stocked | 3VA2063-4HL42-0AA0 |  | 88225 |  | SENTRON 3VA |  |  | 1 |  | 22
511 | Siemens | MCCB | SENTRON 3VA moulded case circuit breakers - SENTRON 3VA MCCB, Microprocessor Trip Unit, ETU320 LI, Ics = 100% Icu, 415VAC, 50Hz | 3VA20 36kA 100 3 Pole | Frame Size: 3VA20 | Breaking Capacity 415VAC, 50/60Hz: 36kA | Rated Current In (A): 100 | Version: 3 Pole |  |  | Not stocked | 3VA2010-4HL32-0AA0 |  | 68430 |  | SENTRON 3VA |  |  | 1 |  | 22
512 | Siemens | MCCB | SENTRON 3VA moulded case circuit breakers - SENTRON 3VA MCCB, Microprocessor Trip Unit, ETU320 LI, Ics = 100% Icu, 415VAC, 50Hz | 3VA20 36kA 100 4 Pole | Frame Size: 3VA20 | Breaking Capacity 415VAC, 50/60Hz: 36kA | Rated Current In (A): 100 | Version: 4 Pole |  |  | Not stocked | 3VA2010-4HL42-0AA0 |  | 88225 |  | SENTRON 3VA |  |  | 1 |  | 22
513 | Siemens | MCCB | SENTRON 3VA moulded case circuit breakers - SENTRON 3VA MCCB, Microprocessor Trip Unit, ETU320 LI, Ics = 100% Icu, 415VAC, 50Hz | 3VA21 36kA 160 3 Pole | Frame Size: 3VA21 | Breaking Capacity 415VAC, 50/60Hz: 36kA | Rated Current In (A): 160 | Version: 3 Pole |  |  | Not stocked | 3VA2116-4HL32-0AA0 |  | 92525 |  | SENTRON 3VA |  |  | 1 |  | 22
514 | Siemens | MCCB | SENTRON 3VA moulded case circuit breakers - SENTRON 3VA MCCB, Microprocessor Trip Unit, ETU320 LI, Ics = 100% Icu, 415VAC, 50Hz | 3VA21 36kA 160 4 Pole | Frame Size: 3VA21 | Breaking Capacity 415VAC, 50/60Hz: 36kA | Rated Current In (A): 160 | Version: 4 Pole |  |  | Not stocked | 3VA2116-4HL42-0AA0 |  | 129145 |  | SENTRON 3VA |  |  | 1 |  | 22
515 | Siemens | MCCB | SENTRON 3VA moulded case circuit breakers - SENTRON 3VA MCCB, Microprocessor Trip Unit, ETU320 LI, Ics = 100% Icu, 415VAC, 50Hz | 3VA22 36kA 250 3 Pole | Frame Size: 3VA22 | Breaking Capacity 415VAC, 50/60Hz: 36kA | Rated Current In (A): 250 | Version: 3 Pole |  |  | Not stocked | 3VA2225-4HL32-0AA0 |  | 126980 |  | SENTRON 3VA |  |  | 1 |  | 22
516 | Siemens | MCCB | SENTRON 3VA moulded case circuit breakers - SENTRON 3VA MCCB, Microprocessor Trip Unit, ETU320 LI, Ics = 100% Icu, 415VAC, 50Hz | 3VA22 36kA 250 4 Pole | Frame Size: 3VA22 | Breaking Capacity 415VAC, 50/60Hz: 36kA | Rated Current In (A): 250 | Version: 4 Pole |  |  | Not stocked | 3VA2225-4HL42-0AA0 |  | 172175 |  | SENTRON 3VA |  |  | 1 |  | 22
517 | Siemens | MCCB | SENTRON 3VA moulded case circuit breakers - SENTRON 3VA MCCB, Microprocessor Trip Unit, ETU320 LI, Ics = 100% Icu, 415VAC, 50Hz | 3VA23 36kA 400 3 Pole | Frame Size: 3VA23 | Breaking Capacity 415VAC, 50/60Hz: 36kA | Rated Current In (A): 400 | Version: 3 Pole |  |  | Not stocked | 3VA2340-4HL32-0AA0 |  | 169655 |  | SENTRON 3VA |  |  | 1 |  | 22
518 | Siemens | MCCB | SENTRON 3VA moulded case circuit breakers - SENTRON 3VA MCCB, Microprocessor Trip Unit, ETU320 LI, Ics = 100% Icu, 415VAC, 50Hz | 3VA23 36kA 400 4 Pole | Frame Size: 3VA23 | Breaking Capacity 415VAC, 50/60Hz: 36kA | Rated Current In (A): 400 | Version: 4 Pole |  |  | Not stocked | 3VA2340-4HL42-0AA0 |  | 223295 |  | SENTRON 3VA |  |  | 1 |  | 22
519 | Siemens | MCCB | SENTRON 3VA moulded case circuit breakers - SENTRON 3VA MCCB, Microprocessor Trip Unit, ETU320 LI, Ics = 100% Icu, 415VAC, 50Hz | 3VA24 36kA 630 3 Pole | Frame Size: 3VA24 | Breaking Capacity 415VAC, 50/60Hz: 36kA | Rated Current In (A): 630 | Version: 3 Pole |  |  | Not stocked | 3VA2463-4HL32-0AA0 |  | 176375 |  | SENTRON 3VA |  |  | 1 |  | 22
520 | Siemens | MCCB | SENTRON 3VA moulded case circuit breakers - SENTRON 3VA MCCB, Microprocessor Trip Unit, ETU320 LI, Ics = 100% Icu, 415VAC, 50Hz | 3VA24 36kA 630 4 Pole | Frame Size: 3VA24 | Breaking Capacity 415VAC, 50/60Hz: 36kA | Rated Current In (A): 630 | Version: 4 Pole |  |  | Not stocked | 3VA2463-4HL42-0AA0 |  | 233720 |  | SENTRON 3VA |  |  | 1 |  | 22
521 | Siemens | MCCB | SENTRON 3VA moulded case circuit breakers - SENTRON 3VA MCCB, Microprocessor Trip Unit, ETU320 LI, Ics = 100% Icu, 415VAC, 50Hz | 3VA20 55kA 25 3 Pole | Frame Size: 3VA20 | Breaking Capacity 415VAC, 50/60Hz: 55kA | Rated Current In (A): 25 | Version: 3 Pole |  |  | Not stocked | 3VA2025-5HL32-0AA0 |  | 87030 |  | SENTRON 3VA |  |  | 1 |  | 22
522 | Siemens | MCCB | SENTRON 3VA moulded case circuit breakers - SENTRON 3VA MCCB, Microprocessor Trip Unit, ETU320 LI, Ics = 100% Icu, 415VAC, 50Hz | 3VA20 55kA 25 4 Pole | Frame Size: 3VA20 | Breaking Capacity 415VAC, 50/60Hz: 55kA | Rated Current In (A): 25 | Version: 4 Pole |  |  | Not stocked | 3VA2025-5HL42-0AA0 |  | 119225 |  | SENTRON 3VA |  |  | 1 |  | 22
523 | Siemens | MCCB | SENTRON 3VA moulded case circuit breakers - SENTRON 3VA MCCB, Microprocessor Trip Unit, ETU320 LI, Ics = 100% Icu, 415VAC, 50Hz | 3VA20 55kA 40 3 Pole | Frame Size: 3VA20 | Breaking Capacity 415VAC, 50/60Hz: 55kA | Rated Current In (A): 40 | Version: 3 Pole |  |  | Not stocked | 3VA2040-5HL32-0AA0 |  | 87030 |  | SENTRON 3VA |  |  | 1 |  | 22
524 | Siemens | MCCB | SENTRON 3VA moulded case circuit breakers - SENTRON 3VA MCCB, Microprocessor Trip Unit, ETU320 LI, Ics = 100% Icu, 415VAC, 50Hz | 3VA20 55kA 40 4 Pole | Frame Size: 3VA20 | Breaking Capacity 415VAC, 50/60Hz: 55kA | Rated Current In (A): 40 | Version: 4 Pole |  |  | Not stocked | 3VA2040-5HL42-0AA0 |  | 119225 |  | SENTRON 3VA |  |  | 1 |  | 22
525 | Siemens | MCCB | SENTRON 3VA moulded case circuit breakers - SENTRON 3VA MCCB, Microprocessor Trip Unit, ETU320 LI, Ics = 100% Icu, 415VAC, 50Hz | 3VA20 55kA 63 3 Pole | Frame Size: 3VA20 | Breaking Capacity 415VAC, 50/60Hz: 55kA | Rated Current In (A): 63 | Version: 3 Pole |  |  | Not stocked | 3VA2063-5HL32-0AA0 |  | 87030 |  | SENTRON 3VA |  |  | 1 |  | 22
526 | Siemens | MCCB | SENTRON 3VA moulded case circuit breakers - SENTRON 3VA MCCB, Microprocessor Trip Unit, ETU320 LI, Ics = 100% Icu, 415VAC, 50Hz | 3VA20 55kA 63 4 Pole | Frame Size: 3VA20 | Breaking Capacity 415VAC, 50/60Hz: 55kA | Rated Current In (A): 63 | Version: 4 Pole |  |  | Not stocked | 3VA2063-5HL42-0AA0 |  | 119225 |  | SENTRON 3VA |  |  | 1 |  | 22
527 | Siemens | MCCB | SENTRON 3VA moulded case circuit breakers - SENTRON 3VA MCCB, Microprocessor Trip Unit, ETU320 LI, Ics = 100% Icu, 415VAC, 50Hz | 3VA20 55kA 100 3 Pole | Frame Size: 3VA20 | Breaking Capacity 415VAC, 50/60Hz: 55kA | Rated Current In (A): 100 | Version: 3 Pole |  |  | Not stocked | 3VA2010-5HL32-0AA0 |  | 87030 |  | SENTRON 3VA |  |  | 1 |  | 22
528 | Siemens | MCCB | SENTRON 3VA moulded case circuit breakers - SENTRON 3VA MCCB, Microprocessor Trip Unit, ETU320 LI, Ics = 100% Icu, 415VAC, 50Hz | 3VA20 55kA 100 4 Pole | Frame Size: 3VA20 | Breaking Capacity 415VAC, 50/60Hz: 55kA | Rated Current In (A): 100 | Version: 4 Pole |  |  | Not stocked | 3VA2010-5HL42-0AA0 |  | 119225 |  | SENTRON 3VA |  |  | 1 |  | 22
529 | Siemens | MCCB | SENTRON 3VA moulded case circuit breakers - SENTRON 3VA MCCB, Microprocessor Trip Unit, ETU320 LI, Ics = 100% Icu, 415VAC, 50Hz | 3VA21 55kA 160 3 Pole | Frame Size: 3VA21 | Breaking Capacity 415VAC, 50/60Hz: 55kA | Rated Current In (A): 160 | Version: 3 Pole |  |  | Not stocked | 3VA2116-5HL32-0AA0 |  | 110315 |  | SENTRON 3VA |  |  | 1 |  | 22
530 | Siemens | MCCB | SENTRON 3VA moulded case circuit breakers - SENTRON 3VA MCCB, Microprocessor Trip Unit, ETU320 LI, Ics = 100% Icu, 415VAC, 50Hz | 3VA21 55kA 160 4 Pole | Frame Size: 3VA21 | Breaking Capacity 415VAC, 50/60Hz: 55kA | Rated Current In (A): 160 | Version: 4 Pole |  |  | Not stocked | 3VA2116-5HL42-0AA0 |  | 142850 |  | SENTRON 3VA |  |  | 1 |  | 22
531 | Siemens | MCCB | SENTRON 3VA moulded case circuit breakers - SENTRON 3VA MCCB, Microprocessor Trip Unit, ETU320 LI, Ics = 100% Icu, 415VAC, 50Hz | 3VA22 55kA 250 3 Pole | Frame Size: 3VA22 | Breaking Capacity 415VAC, 50/60Hz: 55kA | Rated Current In (A): 250 | Version: 3 Pole |  |  | Not stocked | 3VA2225-5HL32-0AA0 |  | 144125 |  | SENTRON 3VA |  |  | 1 |  | 22
532 | Siemens | MCCB | SENTRON 3VA moulded case circuit breakers - SENTRON 3VA MCCB, Microprocessor Trip Unit, ETU320 LI, Ics = 100% Icu, 415VAC, 50Hz | 3VA22 55kA 250 4 Pole | Frame Size: 3VA22 | Breaking Capacity 415VAC, 50/60Hz: 55kA | Rated Current In (A): 250 | Version: 4 Pole |  |  | Not stocked | 3VA2225-5HL42-0AA0 |  | 190295 |  | SENTRON 3VA |  |  | 1 |  | 22
533 | Siemens | MCCB | SENTRON 3VA moulded case circuit breakers - SENTRON 3VA MCCB, Microprocessor Trip Unit, ETU320 LI, Ics = 100% Icu, 415VAC, 50Hz | 3VA23 55kA 400 3 Pole | Frame Size: 3VA23 | Breaking Capacity 415VAC, 50/60Hz: 55kA | Rated Current In (A): 400 | Version: 3 Pole |  |  | Not stocked | 3VA2340-5HL32-0AA0 |  | 182930 |  | SENTRON 3VA |  |  | 1 |  | 22
534 | Siemens | MCCB | SENTRON 3VA moulded case circuit breakers - SENTRON 3VA MCCB, Microprocessor Trip Unit, ETU320 LI, Ics = 100% Icu, 415VAC, 50Hz | 3VA23 55kA 400 4 Pole | Frame Size: 3VA23 | Breaking Capacity 415VAC, 50/60Hz: 55kA | Rated Current In (A): 400 | Version: 4 Pole |  |  | Not stocked | 3VA2340-5HL42-0AA0 |  | 239735 |  | SENTRON 3VA |  |  | 1 |  | 22
535 | Siemens | MCCB | SENTRON 3VA moulded case circuit breakers - SENTRON 3VA MCCB, Microprocessor Trip Unit, ETU320 LI, Ics = 100% Icu, 415VAC, 50Hz | 3VA24 55kA 630 3 Pole | Frame Size: 3VA24 | Breaking Capacity 415VAC, 50/60Hz: 55kA | Rated Current In (A): 630 | Version: 3 Pole |  |  | Not stocked | 3VA2463-5HL32-0AA0 |  | 224710 |  | SENTRON 3VA |  |  | 1 |  | 22
536 | Siemens | MCCB | SENTRON 3VA moulded case circuit breakers - SENTRON 3VA MCCB, Microprocessor Trip Unit, ETU320 LI, Ics = 100% Icu, 415VAC, 50Hz | 3VA24 55kA 630 4 Pole | Frame Size: 3VA24 | Breaking Capacity 415VAC, 50/60Hz: 55kA | Rated Current In (A): 630 | Version: 4 Pole |  |  | Not stocked | 3VA2463-5HL42-0AA0 |  | 250945 |  | SENTRON 3VA |  |  | 1 |  | 22
537 | Siemens | MCCB | SENTRON 3VA moulded case circuit breakers - SENTRON 3VA MCCB, Microprocessor Trip Unit, ETU320 LI, Ics = 100% Icu, 415VAC, 50Hz | 3VA25 55kA 800 3 Pole | Frame Size: 3VA25 | Breaking Capacity 415VAC, 50/60Hz: 55kA | Rated Current In (A): 800 | Version: 3 Pole |  |  | Not stocked | 3VA2580-5HL32-0AA0 |  | 328560 |  | SENTRON 3VA |  |  | 1 |  | 22
538 | Siemens | MCCB | SENTRON 3VA moulded case circuit breakers - SENTRON 3VA MCCB, Microprocessor Trip Unit, ETU320 LI, Ics = 100% Icu, 415VAC, 50Hz | 3VA25 55kA 800 4 Pole | Frame Size: 3VA25 | Breaking Capacity 415VAC, 50/60Hz: 55kA | Rated Current In (A): 800 | Version: 4 Pole |  |  | Not stocked | 3VA2580-5HL42-0AA0 |  | 420295 |  | SENTRON 3VA |  |  | 1 |  | 22
539 | Siemens | MCCB | SENTRON 3VA moulded case circuit breakers - SENTRON 3VA MCCB, Microprocessor Trip Unit, ETU320 LI, Ics = 100% Icu, 415VAC, 50Hz | 3VA25 55kA 1000 3 Pole | Frame Size: 3VA25 | Breaking Capacity 415VAC, 50/60Hz: 55kA | Rated Current In (A): 1000 | Version: 3 Pole |  |  | Not stocked | 3VA2510-5HL32-0AA0 |  | 435360 |  | SENTRON 3VA |  |  | 1 |  | 22
540 | Siemens | MCCB | SENTRON 3VA moulded case circuit breakers - SENTRON 3VA MCCB, Microprocessor Trip Unit, ETU320 LI, Ics = 100% Icu, 415VAC, 50Hz | 3VA25 55kA 1000 4 Pole | Frame Size: 3VA25 | Breaking Capacity 415VAC, 50/60Hz: 55kA | Rated Current In (A): 1000 | Version: 4 Pole |  |  | Not stocked | 3VA2510-5HL42-0AA0 |  | 581220 |  | SENTRON 3VA |  |  | 1 |  | 22
541 | Siemens | MCCB | SENTRON 3VA moulded case circuit breakers - SENTRON 3VA MCCB, Microprocessor Trip Unit, ETU320 LI, Ics = 100% Icu, 415VAC, 50Hz | 3VA26 55kA 1250 3 Pole | Frame Size: 3VA26 | Breaking Capacity 415VAC, 50/60Hz: 55kA | Rated Current In (A): 1250 | Version: 3 Pole |  |  | Not stocked | 3VA2612-5HL32-0AA0 |  | 617255 |  | SENTRON 3VA |  |  | 1 |  | 22
542 | Siemens | MCCB | SENTRON 3VA moulded case circuit breakers - SENTRON 3VA MCCB, Microprocessor Trip Unit, ETU320 LI, Ics = 100% Icu, 415VAC, 50Hz | 3VA26 55kA 1250 4 Pole | Frame Size: 3VA26 | Breaking Capacity 415VAC, 50/60Hz: 55kA | Rated Current In (A): 1250 | Version: 4 Pole |  |  | Not stocked | 3VA2612-5HL42-0AA0 |  | 824230 |  | SENTRON 3VA |  |  | 1 |  | 22
543 | Siemens | MCCB | SENTRON 3VA moulded case circuit breakers - SENTRON 3VA MCCB, Microprocessor Trip Unit, ETU320 LI, Ics = 100% Icu, 415VAC, 50Hz | 3VA20 85kA 25 3 Pole | Frame Size: 3VA20 | Breaking Capacity 415VAC, 50/60Hz: 85kA | Rated Current In (A): 25 | Version: 3 Pole |  |  | Not stocked | 3VA2025-6HL32-0AA0 |  | 113780 |  | SENTRON 3VA |  |  | 1 |  | 22
544 | Siemens | MCCB | SENTRON 3VA moulded case circuit breakers - SENTRON 3VA MCCB, Microprocessor Trip Unit, ETU320 LI, Ics = 100% Icu, 415VAC, 50Hz | 3VA20 85kA 25 4 Pole | Frame Size: 3VA20 | Breaking Capacity 415VAC, 50/60Hz: 85kA | Rated Current In (A): 25 | Version: 4 Pole |  |  | Not stocked | 3VA2025-6HL42-0AA0 |  | 140950 |  | SENTRON 3VA |  |  | 1 |  | 22
545 | Siemens | MCCB | SENTRON 3VA moulded case circuit breakers - SENTRON 3VA MCCB, Microprocessor Trip Unit, ETU320 LI, Ics = 100% Icu, 415VAC, 50Hz | 3VA20 85kA 40 3 Pole | Frame Size: 3VA20 | Breaking Capacity 415VAC, 50/60Hz: 85kA | Rated Current In (A): 40 | Version: 3 Pole |  |  | Not stocked | 3VA2040-6HL32-0AA0 |  | 113780 |  | SENTRON 3VA |  |  | 1 |  | 22
546 | Siemens | MCCB | SENTRON 3VA moulded case circuit breakers - SENTRON 3VA MCCB, Microprocessor Trip Unit, ETU320 LI, Ics = 100% Icu, 415VAC, 50Hz | 3VA20 85kA 40 4 Pole | Frame Size: 3VA20 | Breaking Capacity 415VAC, 50/60Hz: 85kA | Rated Current In (A): 40 | Version: 4 Pole |  |  | Not stocked | 3VA2040-6HL42-0AA0 |  | 140950 |  | SENTRON 3VA |  |  | 1 |  | 22
547 | Siemens | MCCB | SENTRON 3VA moulded case circuit breakers - SENTRON 3VA MCCB, Microprocessor Trip Unit, ETU320 LI, Ics = 100% Icu, 415VAC, 50Hz | 3VA20 85kA 63 3 Pole | Frame Size: 3VA20 | Breaking Capacity 415VAC, 50/60Hz: 85kA | Rated Current In (A): 63 | Version: 3 Pole |  |  | Not stocked | 3VA2063-6HL32-0AA0 |  | 113780 |  | SENTRON 3VA |  |  | 1 |  | 22
548 | Siemens | MCCB | SENTRON 3VA moulded case circuit breakers - SENTRON 3VA MCCB, Microprocessor Trip Unit, ETU320 LI, Ics = 100% Icu, 415VAC, 50Hz | 3VA20 85kA 63 4 Pole | Frame Size: 3VA20 | Breaking Capacity 415VAC, 50/60Hz: 85kA | Rated Current In (A): 63 | Version: 4 Pole |  |  | Not stocked | 3VA2063-6HL42-0AA0 |  | 140950 |  | SENTRON 3VA |  |  | 1 |  | 22
549 | Siemens | MCCB | SENTRON 3VA moulded case circuit breakers - SENTRON 3VA MCCB, Microprocessor Trip Unit, ETU320 LI, Ics = 100% Icu, 415VAC, 50Hz | 3VA20 85kA 100 3 Pole | Frame Size: 3VA20 | Breaking Capacity 415VAC, 50/60Hz: 85kA | Rated Current In (A): 100 | Version: 3 Pole |  |  | Not stocked | 3VA2010-6HL32-0AA0 |  | 113780 |  | SENTRON 3VA |  |  | 1 |  | 22
550 | Siemens | MCCB | SENTRON 3VA moulded case circuit breakers - SENTRON 3VA MCCB, Microprocessor Trip Unit, ETU320 LI, Ics = 100% Icu, 415VAC, 50Hz | 3VA20 85kA 100 4 Pole | Frame Size: 3VA20 | Breaking Capacity 415VAC, 50/60Hz: 85kA | Rated Current In (A): 100 | Version: 4 Pole |  |  | Not stocked | 3VA2010-6HL42-0AA0 |  | 140950 |  | SENTRON 3VA |  |  | 1 |  | 22
551 | Siemens | MCCB | SENTRON 3VA moulded case circuit breakers - SENTRON 3VA MCCB, Microprocessor Trip Unit, ETU320 LI, Ics = 100% Icu, 415VAC, 50Hz | 3VA21 85kA 160 3 Pole | Frame Size: 3VA21 | Breaking Capacity 415VAC, 50/60Hz: 85kA | Rated Current In (A): 160 | Version: 3 Pole |  |  | Not stocked | 3VA2116-6HL32-0AA0 |  | 149190 |  | SENTRON 3VA |  |  | 1 |  | 22
552 | Siemens | MCCB | SENTRON 3VA moulded case circuit breakers - SENTRON 3VA MCCB, Microprocessor Trip Unit, ETU320 LI, Ics = 100% Icu, 415VAC, 50Hz | 3VA21 85kA 160 4 Pole | Frame Size: 3VA21 | Breaking Capacity 415VAC, 50/60Hz: 85kA | Rated Current In (A): 160 | Version: 4 Pole |  |  | Not stocked | 3VA2116-6HL42-0AA0 |  | 190450 |  | SENTRON 3VA |  |  | 1 |  | 22
553 | Siemens | MCCB | SENTRON 3VA moulded case circuit breakers - SENTRON 3VA MCCB, Microprocessor Trip Unit, ETU320 LI, Ics = 100% Icu, 415VAC, 50Hz | 3VA22 85kA 250 3 Pole | Frame Size: 3VA22 | Breaking Capacity 415VAC, 50/60Hz: 85kA | Rated Current In (A): 250 | Version: 3 Pole |  |  | Not stocked | 3VA2225-6HL32-0AA0 |  | 165695 |  | SENTRON 3VA |  |  | 1 |  | 22
554 | Siemens | MCCB | SENTRON 3VA moulded case circuit breakers - SENTRON 3VA MCCB, Microprocessor Trip Unit, ETU320 LI, Ics = 100% Icu, 415VAC, 50Hz | 3VA22 85kA 250 4 Pole | Frame Size: 3VA22 | Breaking Capacity 415VAC, 50/60Hz: 85kA | Rated Current In (A): 250 | Version: 4 Pole |  |  | Not stocked | 3VA2225-6HL42-0AA0 |  | 241295 |  | SENTRON 3VA |  |  | 1 |  | 22
555 | Siemens | MCCB | SENTRON 3VA moulded case circuit breakers - SENTRON 3VA MCCB, Microprocessor Trip Unit, ETU320 LI, Ics = 100% Icu, 415VAC, 50Hz | 3VA23 85kA 400 3 Pole | Frame Size: 3VA23 | Breaking Capacity 415VAC, 50/60Hz: 85kA | Rated Current In (A): 400 | Version: 3 Pole |  |  | Not stocked | 3VA2340-6HL32-0AA0 |  | 207920 |  | SENTRON 3VA |  |  | 1 |  | 22
556 | Siemens | MCCB | SENTRON 3VA moulded case circuit breakers - SENTRON 3VA MCCB, Microprocessor Trip Unit, ETU320 LI, Ics = 100% Icu, 415VAC, 50Hz | 3VA23 85kA 400 4 Pole | Frame Size: 3VA23 | Breaking Capacity 415VAC, 50/60Hz: 85kA | Rated Current In (A): 400 | Version: 4 Pole |  |  | Not stocked | 3VA2340-6HL42-0AA0 |  | 273005 |  | SENTRON 3VA |  |  | 1 |  | 22
557 | Siemens | MCCB | SENTRON 3VA moulded case circuit breakers - SENTRON 3VA MCCB, Microprocessor Trip Unit, ETU320 LI, Ics = 100% Icu, 415VAC, 50Hz | 3VA24 85kA 630 3 Pole | Frame Size: 3VA24 | Breaking Capacity 415VAC, 50/60Hz: 85kA | Rated Current In (A): 630 | Version: 3 Pole |  |  | Not stocked | 3VA2463-6HL32-0AA0 |  | 248395 |  | SENTRON 3VA |  |  | 1 |  | 22
558 | Siemens | MCCB | SENTRON 3VA moulded case circuit breakers - SENTRON 3VA MCCB, Microprocessor Trip Unit, ETU320 LI, Ics = 100% Icu, 415VAC, 50Hz | 3VA24 85kA 630 4 Pole | Frame Size: 3VA24 | Breaking Capacity 415VAC, 50/60Hz: 85kA | Rated Current In (A): 630 | Version: 4 Pole |  |  | Not stocked | 3VA2463-6HL42-0AA0 |  | 331420 |  | SENTRON 3VA |  |  | 1 |  | 22
559 | Siemens | MCCB | SENTRON 3VA moulded case circuit breakers - SENTRON 3VA MCCB, Microprocessor Trip Unit, ETU320 LI, Ics = 100% Icu, 415VAC, 50Hz | 3VA25 85kA 800 3 Pole | Frame Size: 3VA25 | Breaking Capacity 415VAC, 50/60Hz: 85kA | Rated Current In (A): 800 | Version: 3 Pole |  |  | Not stocked | 3VA2580-6HL32-0AA0 |  | 361240 |  | SENTRON 3VA |  |  | 1 |  | 22
560 | Siemens | MCCB | SENTRON 3VA moulded case circuit breakers - SENTRON 3VA MCCB, Microprocessor Trip Unit, ETU320 LI, Ics = 100% Icu, 415VAC, 50Hz | 3VA25 85kA 800 4 Pole | Frame Size: 3VA25 | Breaking Capacity 415VAC, 50/60Hz: 85kA | Rated Current In (A): 800 | Version: 4 Pole |  |  | Not stocked | 3VA2580-6HL42-0AA0 |  | 480505 |  | SENTRON 3VA |  |  | 1 |  | 22
561 | Siemens | MCCB | SENTRON 3VA moulded case circuit breakers - SENTRON 3VA MCCB, Microprocessor Trip Unit, ETU320 LI, Ics = 100% Icu, 415VAC, 50Hz | 3VA25 85kA 1000 3 Pole | Frame Size: 3VA25 | Breaking Capacity 415VAC, 50/60Hz: 85kA | Rated Current In (A): 1000 | Version: 3 Pole |  |  | Not stocked | 3VA2510-6HL32-0AA0 |  | 497880 |  | SENTRON 3VA |  |  | 1 |  | 22
562 | Siemens | MCCB | SENTRON 3VA moulded case circuit breakers - SENTRON 3VA MCCB, Microprocessor Trip Unit, ETU320 LI, Ics = 100% Icu, 415VAC, 50Hz | 3VA25 85kA 1000 4 Pole | Frame Size: 3VA25 | Breaking Capacity 415VAC, 50/60Hz: 85kA | Rated Current In (A): 1000 | Version: 4 Pole |  |  | Not stocked | 3VA2510-6HL42-0AA0 |  | 664590 |  | SENTRON 3VA |  |  | 1 |  | 22
563 | Siemens | MCCB | SENTRON 3VA moulded case circuit breakers - SENTRON 3VA MCCB, Microprocessor Trip Unit, ETU320 LI, Ics = 100% Icu, 415VAC, 50Hz | 3VA26 85kA 1250 3 Pole | Frame Size: 3VA26 | Breaking Capacity 415VAC, 50/60Hz: 85kA | Rated Current In (A): 1250 | Version: 3 Pole |  |  | Not stocked | 3VA2612-6HL32-0AA0 |  | 705425 |  | SENTRON 3VA |  |  | 1 |  | 22
564 | Siemens | MCCB | SENTRON 3VA moulded case circuit breakers - SENTRON 3VA MCCB, Microprocessor Trip Unit, ETU320 LI, Ics = 100% Icu, 415VAC, 50Hz | 3VA26 85kA 1250 4 Pole | Frame Size: 3VA26 | Breaking Capacity 415VAC, 50/60Hz: 85kA | Rated Current In (A): 1250 | Version: 4 Pole |  |  | Not stocked | 3VA2612-6HL42-0AA0 |  | 944250 |  | SENTRON 3VA |  |  | 1 |  | 22
565 | Siemens | MCCB | SENTRON 3VA moulded case circuit breakers - SENTRON 3VA MCCB, Microprocessor Trip Unit, ETU330 LIG, Ics = 100% Icu, 415VAC, 50Hz | 3VA20 36kA 25 3 Pole | Frame Size: 3VA20 | Breaking Capacity 415VAC, 50/60Hz: 36kA | Rated Current In (A): 25 | Version: 3 Pole |  |  | Not stocked | 3VA2025-4HM32-0AA0 |  | 94255 |  | SENTRON 3VA |  |  | 1 |  | 22
566 | Siemens | MCCB | SENTRON 3VA moulded case circuit breakers - SENTRON 3VA MCCB, Microprocessor Trip Unit, ETU330 LIG, Ics = 100% Icu, 415VAC, 50Hz | 3VA20 36kA 25 4 Pole | Frame Size: 3VA20 | Breaking Capacity 415VAC, 50/60Hz: 36kA | Rated Current In (A): 25 | Version: 4 Pole |  |  | Not stocked | 3VA2025-4HM42-0AA0 |  | 116200 |  | SENTRON 3VA |  |  | 1 |  | 22
567 | Siemens | MCCB | SENTRON 3VA moulded case circuit breakers - SENTRON 3VA MCCB, Microprocessor Trip Unit, ETU330 LIG, Ics = 100% Icu, 415VAC, 50Hz | 3VA20 36kA 40 3 Pole | Frame Size: 3VA20 | Breaking Capacity 415VAC, 50/60Hz: 36kA | Rated Current In (A): 40 | Version: 3 Pole |  |  | Not stocked | 3VA2040-4HM32-0AA0 |  | 94255 |  | SENTRON 3VA |  |  | 1 |  | 22
568 | Siemens | MCCB | SENTRON 3VA moulded case circuit breakers - SENTRON 3VA MCCB, Microprocessor Trip Unit, ETU330 LIG, Ics = 100% Icu, 415VAC, 50Hz | 3VA20 36kA 40 4 Pole | Frame Size: 3VA20 | Breaking Capacity 415VAC, 50/60Hz: 36kA | Rated Current In (A): 40 | Version: 4 Pole |  |  | Not stocked | 3VA2040-4HM42-0AA0 |  | 116200 |  | SENTRON 3VA |  |  | 1 |  | 22
569 | Siemens | MCCB | SENTRON 3VA moulded case circuit breakers - SENTRON 3VA MCCB, Microprocessor Trip Unit, ETU330 LIG, Ics = 100% Icu, 415VAC, 50Hz | 3VA20 36kA 63 3 Pole | Frame Size: 3VA20 | Breaking Capacity 415VAC, 50/60Hz: 36kA | Rated Current In (A): 63 | Version: 3 Pole |  |  | Not stocked | 3VA2063-4HM32-0AA0 |  | 94255 |  | SENTRON 3VA |  |  | 1 |  | 22
570 | Siemens | MCCB | SENTRON 3VA moulded case circuit breakers - SENTRON 3VA MCCB, Microprocessor Trip Unit, ETU330 LIG, Ics = 100% Icu, 415VAC, 50Hz | 3VA20 36kA 63 4 Pole | Frame Size: 3VA20 | Breaking Capacity 415VAC, 50/60Hz: 36kA | Rated Current In (A): 63 | Version: 4 Pole |  |  | Not stocked | 3VA2063-4HM42-0AA0 |  | 116200 |  | SENTRON 3VA |  |  | 1 |  | 22
571 | Siemens | MCCB | SENTRON 3VA moulded case circuit breakers - SENTRON 3VA MCCB, Microprocessor Trip Unit, ETU330 LIG, Ics = 100% Icu, 415VAC, 50Hz | 3VA20 36kA 100 3 Pole | Frame Size: 3VA20 | Breaking Capacity 415VAC, 50/60Hz: 36kA | Rated Current In (A): 100 | Version: 3 Pole |  |  | Not stocked | 3VA2010-4HM32-0AA0 |  | 94255 |  | SENTRON 3VA |  |  | 1 |  | 22
572 | Siemens | MCCB | SENTRON 3VA moulded case circuit breakers - SENTRON 3VA MCCB, Microprocessor Trip Unit, ETU330 LIG, Ics = 100% Icu, 415VAC, 50Hz | 3VA20 36kA 100 4 Pole | Frame Size: 3VA20 | Breaking Capacity 415VAC, 50/60Hz: 36kA | Rated Current In (A): 100 | Version: 4 Pole |  |  | Not stocked | 3VA2010-4HM42-0AA0 |  | 116200 |  | SENTRON 3VA |  |  | 1 |  | 22
573 | Siemens | MCCB | SENTRON 3VA moulded case circuit breakers - SENTRON 3VA MCCB, Microprocessor Trip Unit, ETU330 LIG, Ics = 100% Icu, 415VAC, 50Hz | 3VA21 36kA 160 3 Pole | Frame Size: 3VA21 | Breaking Capacity 415VAC, 50/60Hz: 36kA | Rated Current In (A): 160 | Version: 3 Pole |  |  | Not stocked | 3VA2116-4HM32-0AA0 |  | 119225 |  | SENTRON 3VA |  |  | 1 |  | 22
574 | Siemens | MCCB | SENTRON 3VA moulded case circuit breakers - SENTRON 3VA MCCB, Microprocessor Trip Unit, ETU330 LIG, Ics = 100% Icu, 415VAC, 50Hz | 3VA21 36kA 160 4 Pole | Frame Size: 3VA21 | Breaking Capacity 415VAC, 50/60Hz: 36kA | Rated Current In (A): 160 | Version: 4 Pole |  |  | Not stocked | 3VA2116-4HM42-0AA0 |  | 148480 |  | SENTRON 3VA |  |  | 1 |  | 22
575 | Siemens | MCCB | SENTRON 3VA moulded case circuit breakers - SENTRON 3VA MCCB, Microprocessor Trip Unit, ETU330 LIG, Ics = 100% Icu, 415VAC, 50Hz | 3VA22 36kA 250 3 Pole | Frame Size: 3VA22 | Breaking Capacity 415VAC, 50/60Hz: 36kA | Rated Current In (A): 250 | Version: 3 Pole |  |  | Not stocked | 3VA2225-4HM32-0AA0 |  | 150680 |  | SENTRON 3VA |  |  | 1 |  | 22
576 | Siemens | MCCB | SENTRON 3VA moulded case circuit breakers - SENTRON 3VA MCCB, Microprocessor Trip Unit, ETU330 LIG, Ics = 100% Icu, 415VAC, 50Hz | 3VA22 36kA 250 4 Pole | Frame Size: 3VA22 | Breaking Capacity 415VAC, 50/60Hz: 36kA | Rated Current In (A): 250 | Version: 4 Pole |  |  | Not stocked | 3VA2225-4HM42-0AA0 |  | 189390 |  | SENTRON 3VA |  |  | 1 |  | 22
577 | Siemens | MCCB | SENTRON 3VA moulded case circuit breakers - SENTRON 3VA MCCB, Microprocessor Trip Unit, ETU330 LIG, Ics = 100% Icu, 415VAC, 50Hz | 3VA23 36kA 400 3 Pole | Frame Size: 3VA23 | Breaking Capacity 415VAC, 50/60Hz: 36kA | Rated Current In (A): 400 | Version: 3 Pole |  |  | Not stocked | 3VA2340-4HM32-0AA0 |  | 202650 |  | SENTRON 3VA |  |  | 1 |  | 22
578 | Siemens | MCCB | SENTRON 3VA moulded case circuit breakers - SENTRON 3VA MCCB, Microprocessor Trip Unit, ETU330 LIG, Ics = 100% Icu, 415VAC, 50Hz | 3VA23 36kA 400 4 Pole | Frame Size: 3VA23 | Breaking Capacity 415VAC, 50/60Hz: 36kA | Rated Current In (A): 400 | Version: 4 Pole |  |  | Not stocked | 3VA2340-4HM42-0AA0 |  | 255600 |  | SENTRON 3VA |  |  | 1 |  | 22
579 | Siemens | MCCB | SENTRON 3VA moulded case circuit breakers - SENTRON 3VA MCCB, Microprocessor Trip Unit, ETU330 LIG, Ics = 100% Icu, 415VAC, 50Hz | 3VA24 36kA 630 3 Pole | Frame Size: 3VA24 | Breaking Capacity 415VAC, 50/60Hz: 36kA | Rated Current In (A): 630 | Version: 3 Pole |  |  | Not stocked | 3VA2463-4HM32-0AA0 |  | 222905 |  | SENTRON 3VA |  |  | 1 |  | 22
580 | Siemens | MCCB | SENTRON 3VA moulded case circuit breakers - SENTRON 3VA MCCB, Microprocessor Trip Unit, ETU330 LIG, Ics = 100% Icu, 415VAC, 50Hz | 3VA24 36kA 630 4 Pole | Frame Size: 3VA24 | Breaking Capacity 415VAC, 50/60Hz: 36kA | Rated Current In (A): 630 | Version: 4 Pole |  |  | Not stocked | 3VA2463-4HM42-0AA0 |  | 281110 |  | SENTRON 3VA |  |  | 1 |  | 22
581 | Siemens | MCCB | SENTRON 3VA moulded case circuit breakers - SENTRON 3VA MCCB, Microprocessor Trip Unit, ETU330 LIG, Ics = 100% Icu, 415VAC, 50Hz | 3VA20 55kA 25 3 Pole | Frame Size: 3VA20 | Breaking Capacity 415VAC, 50/60Hz: 55kA | Rated Current In (A): 25 | Version: 3 Pole |  |  | Not stocked | 3VA2025-5HM32-0AA0 |  | 107450 |  | SENTRON 3VA |  |  | 1 |  | 22
582 | Siemens | MCCB | SENTRON 3VA moulded case circuit breakers - SENTRON 3VA MCCB, Microprocessor Trip Unit, ETU330 LIG, Ics = 100% Icu, 415VAC, 50Hz | 3VA20 55kA 25 4 Pole | Frame Size: 3VA20 | Breaking Capacity 415VAC, 50/60Hz: 55kA | Rated Current In (A): 25 | Version: 4 Pole |  |  | Not stocked | 3VA2025-5HM42-0AA0 |  | 123125 |  | SENTRON 3VA |  |  | 1 |  | 22
583 | Siemens | MCCB | SENTRON 3VA moulded case circuit breakers - SENTRON 3VA MCCB, Microprocessor Trip Unit, ETU330 LIG, Ics = 100% Icu, 415VAC, 50Hz | 3VA20 55kA 40 3 Pole | Frame Size: 3VA20 | Breaking Capacity 415VAC, 50/60Hz: 55kA | Rated Current In (A): 40 | Version: 3 Pole |  |  | Not stocked | 3VA2040-5HM32-0AA0 |  | 107450 |  | SENTRON 3VA |  |  | 1 |  | 22
584 | Siemens | MCCB | SENTRON 3VA moulded case circuit breakers - SENTRON 3VA MCCB, Microprocessor Trip Unit, ETU330 LIG, Ics = 100% Icu, 415VAC, 50Hz | 3VA20 55kA 40 4 Pole | Frame Size: 3VA20 | Breaking Capacity 415VAC, 50/60Hz: 55kA | Rated Current In (A): 40 | Version: 4 Pole |  |  | Not stocked | 3VA2040-5HM42-0AA0 |  | 123125 |  | SENTRON 3VA |  |  | 1 |  | 22
585 | Siemens | MCCB | SENTRON 3VA moulded case circuit breakers - SENTRON 3VA MCCB, Microprocessor Trip Unit, ETU330 LIG, Ics = 100% Icu, 415VAC, 50Hz | 3VA20 55kA 63 3 Pole | Frame Size: 3VA20 | Breaking Capacity 415VAC, 50/60Hz: 55kA | Rated Current In (A): 63 | Version: 3 Pole |  |  | Not stocked | 3VA2063-5HM32-0AA0 |  | 107450 |  | SENTRON 3VA |  |  | 1 |  | 22
586 | Siemens | MCCB | SENTRON 3VA moulded case circuit breakers - SENTRON 3VA MCCB, Microprocessor Trip Unit, ETU330 LIG, Ics = 100% Icu, 415VAC, 50Hz | 3VA20 55kA 63 4 Pole | Frame Size: 3VA20 | Breaking Capacity 415VAC, 50/60Hz: 55kA | Rated Current In (A): 63 | Version: 4 Pole |  |  | Not stocked | 3VA2063-5HM42-0AA0 |  | 123125 |  | SENTRON 3VA |  |  | 1 |  | 22
587 | Siemens | MCCB | SENTRON 3VA moulded case circuit breakers - SENTRON 3VA MCCB, Microprocessor Trip Unit, ETU330 LIG, Ics = 100% Icu, 415VAC, 50Hz | 3VA20 55kA 100 3 Pole | Frame Size: 3VA20 | Breaking Capacity 415VAC, 50/60Hz: 55kA | Rated Current In (A): 100 | Version: 3 Pole |  |  | Not stocked | 3VA2010-5HM32-0AA0 |  | 109660 |  | SENTRON 3VA |  |  | 1 |  | 22
588 | Siemens | MCCB | SENTRON 3VA moulded case circuit breakers - SENTRON 3VA MCCB, Microprocessor Trip Unit, ETU330 LIG, Ics = 100% Icu, 415VAC, 50Hz | 3VA20 55kA 100 4 Pole | Frame Size: 3VA20 | Breaking Capacity 415VAC, 50/60Hz: 55kA | Rated Current In (A): 100 | Version: 4 Pole |  |  | Not stocked | 3VA2010-5HM42-0AA0 |  | 128680 |  | SENTRON 3VA |  |  | 1 |  | 22
589 | Siemens | MCCB | SENTRON 3VA moulded case circuit breakers - SENTRON 3VA MCCB, Microprocessor Trip Unit, ETU330 LIG, Ics = 100% Icu, 415VAC, 50Hz | 3VA21 55kA 160 3 Pole | Frame Size: 3VA21 | Breaking Capacity 415VAC, 50/60Hz: 55kA | Rated Current In (A): 160 | Version: 3 Pole |  |  | Not stocked | 3VA2116-5HM32-0AA0 |  | 147740 |  | SENTRON 3VA |  |  | 1 |  | 22
590 | Siemens | MCCB | SENTRON 3VA moulded case circuit breakers - SENTRON 3VA MCCB, Microprocessor Trip Unit, ETU330 LIG, Ics = 100% Icu, 415VAC, 50Hz | 3VA21 55kA 160 4 Pole | Frame Size: 3VA21 | Breaking Capacity 415VAC, 50/60Hz: 55kA | Rated Current In (A): 160 | Version: 4 Pole |  |  | Not stocked | 3VA2116-5HM42-0AA0 |  | 177290 |  | SENTRON 3VA |  |  | 1 |  | 22
591 | Siemens | MCCB | SENTRON 3VA moulded case circuit breakers - SENTRON 3VA MCCB, Microprocessor Trip Unit, ETU330 LIG, Ics = 100% Icu, 415VAC, 50Hz | 3VA22 55kA 250 3 Pole | Frame Size: 3VA22 | Breaking Capacity 415VAC, 50/60Hz: 55kA | Rated Current In (A): 250 | Version: 3 Pole |  |  | Not stocked | 3VA2225-5HM32-0AA0 |  | 180160 |  | SENTRON 3VA |  |  | 1 |  | 22
592 | Siemens | MCCB | SENTRON 3VA moulded case circuit breakers - SENTRON 3VA MCCB, Microprocessor Trip Unit, ETU330 LIG, Ics = 100% Icu, 415VAC, 50Hz | 3VA22 55kA 250 4 Pole | Frame Size: 3VA22 | Breaking Capacity 415VAC, 50/60Hz: 55kA | Rated Current In (A): 250 | Version: 4 Pole |  |  | Not stocked | 3VA2225-5HM42-0AA0 |  | 224870 |  | SENTRON 3VA |  |  | 1 |  | 22
593 | Siemens | MCCB | SENTRON 3VA moulded case circuit breakers - SENTRON 3VA MCCB, Microprocessor Trip Unit, ETU330 LIG, Ics = 100% Icu, 415VAC, 50Hz | 3VA23 55kA 400 3 Pole | Frame Size: 3VA23 | Breaking Capacity 415VAC, 50/60Hz: 55kA | Rated Current In (A): 400 | Version: 3 Pole |  |  | Not stocked | 3VA2340-5HM32-0AA0 |  | 217560 |  | SENTRON 3VA |  |  | 1 |  | 22
594 | Siemens | MCCB | SENTRON 3VA moulded case circuit breakers - SENTRON 3VA MCCB, Microprocessor Trip Unit, ETU330 LIG, Ics = 100% Icu, 415VAC, 50Hz | 3VA23 55kA 400 4 Pole | Frame Size: 3VA23 | Breaking Capacity 415VAC, 50/60Hz: 55kA | Rated Current In (A): 400 | Version: 4 Pole |  |  | Not stocked | 3VA2340-5HM42-0AA0 |  | 274430 |  | SENTRON 3VA |  |  | 1 |  | 22
595 | Siemens | MCCB | SENTRON 3VA moulded case circuit breakers - SENTRON 3VA MCCB, Microprocessor Trip Unit, ETU330 LIG, Ics = 100% Icu, 415VAC, 50Hz | 3VA24 55kA 630 3 Pole | Frame Size: 3VA24 | Breaking Capacity 415VAC, 50/60Hz: 55kA | Rated Current In (A): 630 | Version: 3 Pole |  |  | Not stocked | 3VA2463-5HM32-0AA0 |  | 239365 |  | SENTRON 3VA |  |  | 1 |  | 22
596 | Siemens | MCCB | SENTRON 3VA moulded case circuit breakers - SENTRON 3VA MCCB, Microprocessor Trip Unit, ETU330 LIG, Ics = 100% Icu, 415VAC, 50Hz | 3VA24 55kA 630 4 Pole | Frame Size: 3VA24 | Breaking Capacity 415VAC, 50/60Hz: 55kA | Rated Current In (A): 630 | Version: 4 Pole |  |  | Not stocked | 3VA2463-5HM42-0AA0 |  | 301810 |  | SENTRON 3VA |  |  | 1 |  | 22
597 | Siemens | MCCB | SENTRON 3VA moulded case circuit breakers - SENTRON 3VA MCCB, Microprocessor Trip Unit, ETU330 LIG, Ics = 100% Icu, 415VAC, 50Hz | 3VA25 55kA 800 3 Pole | Frame Size: 3VA25 | Breaking Capacity 415VAC, 50/60Hz: 55kA | Rated Current In (A): 800 | Version: 3 Pole |  |  | Not stocked | 3VA2580-5HM32-0AA0 |  | 347340 |  | SENTRON 3VA |  |  | 1 |  | 22
598 | Siemens | MCCB | SENTRON 3VA moulded case circuit breakers - SENTRON 3VA MCCB, Microprocessor Trip Unit, ETU330 LIG, Ics = 100% Icu, 415VAC, 50Hz | 3VA25 55kA 800 4 Pole | Frame Size: 3VA25 | Breaking Capacity 415VAC, 50/60Hz: 55kA | Rated Current In (A): 800 | Version: 4 Pole |  |  | Not stocked | 3VA2580-5HM42-0AA0 |  | 451565 |  | SENTRON 3VA |  |  | 1 |  | 22
599 | Siemens | MCCB | SENTRON 3VA moulded case circuit breakers - SENTRON 3VA MCCB, Microprocessor Trip Unit, ETU330 LIG, Ics = 100% Icu, 415VAC, 50Hz | 3VA25 55kA 1000 3 Pole | Frame Size: 3VA25 | Breaking Capacity 415VAC, 50/60Hz: 55kA | Rated Current In (A): 1000 | Version: 3 Pole |  |  | Not stocked | 3VA2510-5HM32-0AA0 |  | 466620 |  | SENTRON 3VA |  |  | 1 |  | 22
600 | Siemens | MCCB | SENTRON 3VA moulded case circuit breakers - SENTRON 3VA MCCB, Microprocessor Trip Unit, ETU330 LIG, Ics = 100% Icu, 415VAC, 50Hz | 3VA25 55kA 1000 4 Pole | Frame Size: 3VA25 | Breaking Capacity 415VAC, 50/60Hz: 55kA | Rated Current In (A): 1000 | Version: 4 Pole |  |  | Not stocked | 3VA2510-5HM42-0AA0 |  | 612500 |  | SENTRON 3VA |  |  | 1 |  | 22
601 | Siemens | MCCB | SENTRON 3VA moulded case circuit breakers - SENTRON 3VA MCCB, Microprocessor Trip Unit, ETU330 LIG, Ics = 100% Icu, 415VAC, 50Hz | 3VA26 55kA 1250 3 Pole | Frame Size: 3VA26 | Breaking Capacity 415VAC, 50/60Hz: 55kA | Rated Current In (A): 1250 | Version: 3 Pole |  |  | Not stocked | 3VA2612-5HM32-0AA0 |  | 652760 |  | SENTRON 3VA |  |  | 1 |  | 22
602 | Siemens | MCCB | SENTRON 3VA moulded case circuit breakers - SENTRON 3VA MCCB, Microprocessor Trip Unit, ETU330 LIG, Ics = 100% Icu, 415VAC, 50Hz | 3VA26 55kA 1250 4 Pole | Frame Size: 3VA26 | Breaking Capacity 415VAC, 50/60Hz: 55kA | Rated Current In (A): 1250 | Version: 4 Pole |  |  | Not stocked | 3VA2612-5HM42-0AA0 |  | 862195 |  | SENTRON 3VA |  |  | 1 |  | 22
603 | Siemens | MCCB | SENTRON 3VA moulded case circuit breakers - SENTRON 3VA MCCB, Microprocessor Trip Unit, ETU330 LIG, Ics = 100% Icu, 415VAC, 50Hz | 3VA20 85kA 25 3 Pole | Frame Size: 3VA20 | Breaking Capacity 415VAC, 50/60Hz: 85kA | Rated Current In (A): 25 | Version: 3 Pole |  |  | Not stocked | 3VA2025-6HM32-0AA0 |  | 134155 |  | SENTRON 3VA |  |  | 1 |  | 22
604 | Siemens | MCCB | SENTRON 3VA moulded case circuit breakers - SENTRON 3VA MCCB, Microprocessor Trip Unit, ETU330 LIG, Ics = 100% Icu, 415VAC, 50Hz | 3VA20 85kA 25 4 Pole | Frame Size: 3VA20 | Breaking Capacity 415VAC, 50/60Hz: 85kA | Rated Current In (A): 25 | Version: 4 Pole |  |  | Not stocked | 3VA2025-6HM42-0AA0 |  | 163150 |  | SENTRON 3VA |  |  | 1 |  | 22
605 | Siemens | MCCB | SENTRON 3VA moulded case circuit breakers - SENTRON 3VA MCCB, Microprocessor Trip Unit, ETU330 LIG, Ics = 100% Icu, 415VAC, 50Hz | 3VA20 85kA 40 3 Pole | Frame Size: 3VA20 | Breaking Capacity 415VAC, 50/60Hz: 85kA | Rated Current In (A): 40 | Version: 3 Pole |  |  | Not stocked | 3VA2040-6HM32-0AA0 |  | 134155 |  | SENTRON 3VA |  |  | 1 |  | 22
606 | Siemens | MCCB | SENTRON 3VA moulded case circuit breakers - SENTRON 3VA MCCB, Microprocessor Trip Unit, ETU330 LIG, Ics = 100% Icu, 415VAC, 50Hz | 3VA20 85kA 40 4 Pole | Frame Size: 3VA20 | Breaking Capacity 415VAC, 50/60Hz: 85kA | Rated Current In (A): 40 | Version: 4 Pole |  |  | Not stocked | 3VA2040-6HM42-0AA0 |  | 163150 |  | SENTRON 3VA |  |  | 1 |  | 22
607 | Siemens | MCCB | SENTRON 3VA moulded case circuit breakers - SENTRON 3VA MCCB, Microprocessor Trip Unit, ETU330 LIG, Ics = 100% Icu, 415VAC, 50Hz | 3VA20 85kA 63 3 Pole | Frame Size: 3VA20 | Breaking Capacity 415VAC, 50/60Hz: 85kA | Rated Current In (A): 63 | Version: 3 Pole |  |  | Not stocked | 3VA2063-6HM32-0AA0 |  | 134155 |  | SENTRON 3VA |  |  | 1 |  | 22
608 | Siemens | MCCB | SENTRON 3VA moulded case circuit breakers - SENTRON 3VA MCCB, Microprocessor Trip Unit, ETU330 LIG, Ics = 100% Icu, 415VAC, 50Hz | 3VA20 85kA 63 4 Pole | Frame Size: 3VA20 | Breaking Capacity 415VAC, 50/60Hz: 85kA | Rated Current In (A): 63 | Version: 4 Pole |  |  | Not stocked | 3VA2063-6HM42-0AA0 |  | 163150 |  | SENTRON 3VA |  |  | 1 |  | 22
609 | Siemens | MCCB | SENTRON 3VA moulded case circuit breakers - SENTRON 3VA MCCB, Microprocessor Trip Unit, ETU330 LIG, Ics = 100% Icu, 415VAC, 50Hz | 3VA20 85kA 100 3 Pole | Frame Size: 3VA20 | Breaking Capacity 415VAC, 50/60Hz: 85kA | Rated Current In (A): 100 | Version: 3 Pole |  |  | Not stocked | 3VA2010-6HM32-0AA0 |  | 134155 |  | SENTRON 3VA |  |  | 1 |  | 22
610 | Siemens | MCCB | SENTRON 3VA moulded case circuit breakers - SENTRON 3VA MCCB, Microprocessor Trip Unit, ETU330 LIG, Ics = 100% Icu, 415VAC, 50Hz | 3VA20 85kA 100 4 Pole | Frame Size: 3VA20 | Breaking Capacity 415VAC, 50/60Hz: 85kA | Rated Current In (A): 100 | Version: 4 Pole |  |  | Not stocked | 3VA2010-6HM42-0AA0 |  | 163150 |  | SENTRON 3VA |  |  | 1 |  | 22
611 | Siemens | MCCB | SENTRON 3VA moulded case circuit breakers - SENTRON 3VA MCCB, Microprocessor Trip Unit, ETU330 LIG, Ics = 100% Icu, 415VAC, 50Hz | 3VA21 85kA 160 3 Pole | Frame Size: 3VA21 | Breaking Capacity 415VAC, 50/60Hz: 85kA | Rated Current In (A): 160 | Version: 3 Pole |  |  | Not stocked | 3VA2116-6HM32-0AA0 |  | 170920 |  | SENTRON 3VA |  |  | 1 |  | 22
612 | Siemens | MCCB | SENTRON 3VA moulded case circuit breakers - SENTRON 3VA MCCB, Microprocessor Trip Unit, ETU330 LIG, Ics = 100% Icu, 415VAC, 50Hz | 3VA21 85kA 160 4 Pole | Frame Size: 3VA21 | Breaking Capacity 415VAC, 50/60Hz: 85kA | Rated Current In (A): 160 | Version: 4 Pole |  |  | Not stocked | 3VA2116-6HM42-0AA0 |  | 214550 |  | SENTRON 3VA |  |  | 1 |  | 22
613 | Siemens | MCCB | SENTRON 3VA moulded case circuit breakers - SENTRON 3VA MCCB, Microprocessor Trip Unit, ETU330 LIG, Ics = 100% Icu, 415VAC, 50Hz | 3VA22 85kA 250 3 Pole | Frame Size: 3VA22 | Breaking Capacity 415VAC, 50/60Hz: 85kA | Rated Current In (A): 250 | Version: 3 Pole |  |  | Not stocked | 3VA2225-6HM32-0AA0 |  | 200190 |  | SENTRON 3VA |  |  | 1 |  | 22
614 | Siemens | MCCB | SENTRON 3VA moulded case circuit breakers - SENTRON 3VA MCCB, Microprocessor Trip Unit, ETU330 LIG, Ics = 100% Icu, 415VAC, 50Hz | 3VA22 85kA 250 4 Pole | Frame Size: 3VA22 | Breaking Capacity 415VAC, 50/60Hz: 85kA | Rated Current In (A): 250 | Version: 4 Pole |  |  | Not stocked | 3VA2225-6HM42-0AA0 |  | 280860 |  | SENTRON 3VA |  |  | 1 |  | 22
615 | Siemens | MCCB | SENTRON 3VA moulded case circuit breakers - SENTRON 3VA MCCB, Microprocessor Trip Unit, ETU330 LIG, Ics = 100% Icu, 415VAC, 50Hz | 3VA23 85kA 400 3 Pole | Frame Size: 3VA23 | Breaking Capacity 415VAC, 50/60Hz: 85kA | Rated Current In (A): 400 | Version: 3 Pole |  |  | Not stocked | 3VA2340-6HM32-0AA0 |  | 242555 |  | SENTRON 3VA |  |  | 1 |  | 22
616 | Siemens | MCCB | SENTRON 3VA moulded case circuit breakers - SENTRON 3VA MCCB, Microprocessor Trip Unit, ETU330 LIG, Ics = 100% Icu, 415VAC, 50Hz | 3VA23 85kA 400 4 Pole | Frame Size: 3VA23 | Breaking Capacity 415VAC, 50/60Hz: 85kA | Rated Current In (A): 400 | Version: 4 Pole |  |  | Not stocked | 3VA2340-6HM42-0AA0 |  | 307655 |  | SENTRON 3VA |  |  | 1 |  | 22
617 | Siemens | MCCB | SENTRON 3VA moulded case circuit breakers - SENTRON 3VA MCCB, Microprocessor Trip Unit, ETU330 LIG, Ics = 100% Icu, 415VAC, 50Hz | 3VA24 85kA 630 3 Pole | Frame Size: 3VA24 | Breaking Capacity 415VAC, 50/60Hz: 85kA | Rated Current In (A): 630 | Version: 3 Pole |  |  | Not stocked | 3VA2463-6HM32-0AA0 |  | 266790 |  | SENTRON 3VA |  |  | 1 |  | 22
618 | Siemens | MCCB | SENTRON 3VA moulded case circuit breakers - SENTRON 3VA MCCB, Microprocessor Trip Unit, ETU330 LIG, Ics = 100% Icu, 415VAC, 50Hz | 3VA24 85kA 630 4 Pole | Frame Size: 3VA24 | Breaking Capacity 415VAC, 50/60Hz: 85kA | Rated Current In (A): 630 | Version: 4 Pole |  |  | Not stocked | 3VA2463-6HM42-0AA0 |  | 338460 |  | SENTRON 3VA |  |  | 1 |  | 22
619 | Siemens | MCCB | SENTRON 3VA moulded case circuit breakers - SENTRON 3VA MCCB, Microprocessor Trip Unit, ETU330 LIG, Ics = 100% Icu, 415VAC, 50Hz | 3VA25 85kA 800 3 Pole | Frame Size: 3VA25 | Breaking Capacity 415VAC, 50/60Hz: 85kA | Rated Current In (A): 800 | Version: 3 Pole |  |  | Not stocked | 3VA2580-6HM32-0AA0 |  | 391370 |  | SENTRON 3VA |  |  | 1 |  | 22
620 | Siemens | MCCB | SENTRON 3VA moulded case circuit breakers - SENTRON 3VA MCCB, Microprocessor Trip Unit, ETU330 LIG, Ics = 100% Icu, 415VAC, 50Hz | 3VA25 85kA 800 4 Pole | Frame Size: 3VA25 | Breaking Capacity 415VAC, 50/60Hz: 85kA | Rated Current In (A): 800 | Version: 4 Pole |  |  | Not stocked | 3VA2580-6HM42-0AA0 |  | 511775 |  | SENTRON 3VA |  |  | 1 |  | 22
621 | Siemens | MCCB | SENTRON 3VA moulded case circuit breakers - SENTRON 3VA MCCB, Microprocessor Trip Unit, ETU330 LIG, Ics = 100% Icu, 415VAC, 50Hz | 3VA25 85kA 1000 3 Pole | Frame Size: 3VA25 | Breaking Capacity 415VAC, 50/60Hz: 85kA | Rated Current In (A): 1000 | Version: 3 Pole |  |  | Not stocked | 3VA2510-6HM32-0AA0 |  | 527980 |  | SENTRON 3VA |  |  | 1 |  | 22
622 | Siemens | MCCB | SENTRON 3VA moulded case circuit breakers - SENTRON 3VA MCCB, Microprocessor Trip Unit, ETU330 LIG, Ics = 100% Icu, 415VAC, 50Hz | 3VA25 85kA 1000 4 Pole | Frame Size: 3VA25 | Breaking Capacity 415VAC, 50/60Hz: 85kA | Rated Current In (A): 1000 | Version: 4 Pole |  |  | Not stocked | 3VA2510-6HM42-0AA0 |  | 695845 |  | SENTRON 3VA |  |  | 1 |  | 22
623 | Siemens | MCCB | SENTRON 3VA moulded case circuit breakers - SENTRON 3VA MCCB, Microprocessor Trip Unit, ETU330 LIG, Ics = 100% Icu, 415VAC, 50Hz | 3VA26 85kA 1250 3 Pole | Frame Size: 3VA26 | Breaking Capacity 415VAC, 50/60Hz: 85kA | Rated Current In (A): 1250 | Version: 3 Pole |  |  | Not stocked | 3VA2612-6HM32-0AA0 |  | 742170 |  | SENTRON 3VA |  |  | 1 |  | 22
624 | Siemens | MCCB | SENTRON 3VA moulded case circuit breakers - SENTRON 3VA MCCB, Microprocessor Trip Unit, ETU330 LIG, Ics = 100% Icu, 415VAC, 50Hz | 3VA26 85kA 1250 4 Pole | Frame Size: 3VA26 | Breaking Capacity 415VAC, 50/60Hz: 85kA | Rated Current In (A): 1250 | Version: 4 Pole |  |  | Not stocked | 3VA2612-6HM42-0AA0 |  | 982200 |  | SENTRON 3VA |  |  | 1 |  | 22
625 | Siemens | MCCB Accessories | SENTRON 3VA accessories - SENTRON 3VA - Accessories | Auxiliary switch (AUX) ¦ 3VA1 100A/ 160A/ 250A/ 400A/ 630A/ 800A/ 1000A | Version: 3VA1 100A/ 160A/ 250A/ 400A/ 630A/ 800A/ 1000A |  |  |  |  | Auxiliary switch (AUX) | Not stocked | 3VA9988-0AA12 |  | 4705 |  | SENTRON 3VA | (1 C/O) |  | 1 |  | 23
626 | Siemens | MCCB Accessories | SENTRON 3VA accessories - SENTRON 3VA - Accessories | Auxiliary switch (AUX) ¦ 3VA2 100A / 160A / 250A 3VA2 400A/630A/800A/1000A/1250A | Version: 3VA2 100A / 160A / 250A 3VA2 400A/630A/800A/1000A/1250A |  |  |  |  | Auxiliary switch (AUX) | Not stocked | 3VA9988-0AA12 |  | 4705 |  | SENTRON 3VA | (1 C/O) |  | 1 |  | 23
627 | Siemens | MCCB Accessories | SENTRON 3VA accessories - SENTRON 3VA - Accessories | Alarm switch (TAS) ¦ 3VA1 100A/ 160A/ 250A/ 400A/ 630A/ 800A/ 1000A | Version: 3VA1 100A/ 160A/ 250A/ 400A/ 630A/ 800A/ 1000A |  |  |  |  | Alarm switch (TAS) | Not stocked | 3VA9988-0AB12 |  | 7270 |  | SENTRON 3VA | (1 C/O) |  | 1 |  | 23
628 | Siemens | MCCB Accessories | SENTRON 3VA accessories - SENTRON 3VA - Accessories | Alarm switch (TAS) ¦ 3VA2 100A / 160A / 250A 3VA2 400A/630A/800A/1000A/1250A | Version: 3VA2 100A / 160A / 250A 3VA2 400A/630A/800A/1000A/1250A |  |  |  |  | Alarm switch (TAS) | Not stocked | 3VA9988-0AB12 |  | 7270 |  | SENTRON 3VA | (1 C/O) |  | 1 |  | 23
629 | Siemens | MCCB Accessories | SENTRON 3VA accessories - SENTRON 3VA - Accessories | Short-circuit Alarm switch (SAS) for 3VA1 Only ¦ 3VA1 100A/ 160A/ 250A/ 400A/ 630A/ 800A/ 1000A | Version: 3VA1 100A/ 160A/ 250A/ 400A/ 630A/ 800A/ 1000A |  |  |  |  | Short-circuit Alarm switch (SAS) for 3VA1 Only | Not stocked | 3VA9988-0AB32 |  | 3875 |  | SENTRON 3VA |  | 3VA10/ 11 100A/ 160A | 1 |  | 23
630 | Siemens | MCCB Accessories | SENTRON 3VA accessories - SENTRON 3VA - Accessories | Short-circuit Alarm switch (SAS) for 3VA1 Only ¦ 3VA1 100A/ 160A/ 250A/ 400A/ 630A/ 800A/ 1000A | Version: 3VA1 100A/ 160A/ 250A/ 400A/ 630A/ 800A/ 1000A |  |  |  |  | Short-circuit Alarm switch (SAS) for 3VA1 Only | Not stocked | 3VA9988-0AB34 |  | 3875 |  | SENTRON 3VA |  | 3VA12/ 13/ 14 250A/ 400A/ 630A | 1 |  | 23
631 | Siemens | MCCB Accessories | SENTRON 3VA accessories - SENTRON 3VA - Accessories | Electrical alarm switches (EAS) for 3VA2 Only ¦ 3VA2 100A / 160A / 250A 3VA2 400A/630A/800A/1000A/1250A | Version: 3VA2 100A / 160A / 250A 3VA2 400A/630A/800A/1000A/1250A |  |  |  |  | Electrical alarm switches (EAS) for 3VA2 Only | Not stocked | 3VA9988-0AB22 |  | 3875 |  | SENTRON 3VA |  |  | 1 |  | 23
632 | Siemens | MCCB Accessories | SENTRON 3VA accessories - SENTRON 3VA - Accessories | 120-127 V AC 50/60 Hz 208-230 V AC 50/60 Hz 380-400 V AC 50/60 Hz | [5 empty] | 120-127 V AC 50/60 Hz 208-230 V AC 50/60 Hz 380-400 V AC 50/60 Hz | Not stocked | 3VA9908-0BB24 |  | 11130 |  | SENTRON 3VA |  |  | 1 |  | 23
633 | Siemens | MCCB Accessories | SENTRON 3VA accessories - SENTRON 3VA - Accessories | 120-127 V AC 50/60 Hz 208-230 V AC 50/60 Hz 380-400 V AC 50/60 Hz | [5 empty] | 120-127 V AC 50/60 Hz 208-230 V AC 50/60 Hz 380-400 V AC 50/60 Hz | Not stocked | 3VA9908-0BB25 |  | 11130 |  | SENTRON 3VA |  |  | 1 |  | 23
634 | Siemens | MCCB Accessories | SENTRON 3VA accessories - SENTRON 3VA - Accessories | 120-127 V AC 50/60 Hz 208-230 V AC 50/60 Hz 380-400 V AC 50/60 Hz | [5 empty] | 120-127 V AC 50/60 Hz 208-230 V AC 50/60 Hz 380-400 V AC 50/60 Hz | Not stocked | 3VA9908-0BB26 |  | 11130 |  | SENTRON 3VA |  |  | 1 |  | 23
635 | Siemens | MCCB Accessories | SENTRON 3VA accessories - SENTRON 3VA - Accessories | 110-127 V AC 50/60 Hz 208-277 V AC 50/60 Hz 380-500 V AC 50/60 Hz | [5 empty] | 110-127 V AC 50/60 Hz 208-277 V AC 50/60 Hz 380-500 V AC 50/60 Hz | Not stocked | 3VA9988-0BA22 |  | 8380 |  | SENTRON 3VA |  |  | 1 |  | 23
636 | Siemens | MCCB Accessories | SENTRON 3VA accessories - SENTRON 3VA - Accessories | 110-127 V AC 50/60 Hz 208-277 V AC 50/60 Hz 380-500 V AC 50/60 Hz | [5 empty] | 110-127 V AC 50/60 Hz 208-277 V AC 50/60 Hz 380-500 V AC 50/60 Hz | Not stocked | 3VA9988-0BA23 |  | 8380 |  | SENTRON 3VA |  |  | 1 |  | 23
637 | Siemens | MCCB Accessories | SENTRON 3VA accessories - SENTRON 3VA - Accessories | 110-127 V AC 50/60 Hz 208-277 V AC 50/60 Hz 380-500 V AC 50/60 Hz | [5 empty] | 110-127 V AC 50/60 Hz 208-277 V AC 50/60 Hz 380-500 V AC 50/60 Hz | Not stocked | 3VA9988-0BA24 |  | 8380 |  | SENTRON 3VA |  |  | 1 |  | 23
638 | Siemens | MCCB Accessories | SENTRON 3VA accessories - SENTRON 3VA - Accessories | 110-127 V AC 50/60 Hz 208-277 V AC 50/60 Hz 380-500 V AC 50/60 Hz | [5 empty] | 110-127 V AC 50/60 Hz 208-277 V AC 50/60 Hz 380-500 V AC 50/60 Hz | Not stocked | 3VA9988-0BL32 |  | 8380 |  | SENTRON 3VA |  |  | 1 |  | 23
639 | Siemens | MCCB Accessories | SENTRON 3VA accessories - SENTRON 3VA - Accessories | 110-127 V AC 50/60 Hz 208-277 V AC 50/60 Hz 380-500 V AC 50/60 Hz | [5 empty] | 110-127 V AC 50/60 Hz 208-277 V AC 50/60 Hz 380-500 V AC 50/60 Hz | Not stocked | 3VA9988-0BL33 |  | 8380 |  | SENTRON 3VA |  |  | 1 |  | 23
640 | Siemens | MCCB Accessories | SENTRON 3VA accessories - SENTRON 3VA - Accessories | 110-127 V AC 50/60 Hz 208-277 V AC 50/60 Hz 380-500 V AC 50/60 Hz | [5 empty] | 110-127 V AC 50/60 Hz 208-277 V AC 50/60 Hz 380-500 V AC 50/60 Hz | Not stocked | 3VA9988-0BL20 |  | 8380 |  | SENTRON 3VA |  |  | 1 |  | 23
641 | Siemens | MCCB Accessories | SENTRON 3VA accessories - SENTRON 3VA - Accessories | Extended Door Mounted Rotary Operator (including 8UC handle) | [5 empty] | Extended Door Mounted Rotary Operator (including 8UC handle) | Not stocked | 3VA9157-0FK51 |  | 5135 |  | SENTRON 3VA |  | 3VA10/ 11 100A/160A | 1 |  | 23
642 | Siemens | MCCB Accessories | SENTRON 3VA accessories - SENTRON 3VA - Accessories | Extended Door Mounted Rotary Operator (including 8UC handle) | [5 empty] | Extended Door Mounted Rotary Operator (including 8UC handle) | Not stocked | 3VA9257-0FK51 |  | 5395 |  | SENTRON 3VA |  | 3VA12 250A | 1 |  | 23
643 | Siemens | MCCB Accessories | SENTRON 3VA accessories - SENTRON 3VA - Accessories | Extended Door Mounted Rotary Operator (including 8UC handle) | [5 empty] | Extended Door Mounted Rotary Operator (including 8UC handle) | Not stocked | 3VA9467-0FK51 |  | 8455 |  | SENTRON 3VA |  | 3VA13/ 14 400/ 630A) ; also (for 3VA23/ 24 400A/ 630A | 1 |  | 23
644 | Siemens | MCCB Accessories | SENTRON 3VA accessories - SENTRON 3VA - Accessories | Extended Door Mounted Rotary Operator (including 8UC handle) | [5 empty] | Extended Door Mounted Rotary Operator (including 8UC handle) | Not stocked | 3VA9267-0FK51 |  | 5395 |  | SENTRON 3VA |  | 3VA20/ 21/ 22 100A/ 160A/ 250A | 1 |  | 23
645 | Siemens | MCCB Accessories | SENTRON 3VA accessories - SENTRON 3VA - Accessories | Extended Door Mounted Rotary Operator ^ | [5 empty] | Extended Door Mounted Rotary Operator ^ | Not stocked | 3VA9687-0FK21 |  | 24035 |  | SENTRON 3VA |  | 3VA15 800/ 1000A) ; also (for 3VA25/26 800A/1000A/1250A | 1 |  | 23
646 | Siemens | MCCB Accessories | SENTRON 3VA accessories - SENTRON 3VA - Accessories | Illuminated - Door mounted rotary operator 24V DC | [5 empty] | Illuminated - Door mounted rotary operator 24V DC | Not stocked | 3VA9157-0FK23 |  | 14350 |  | SENTRON 3VA |  | 3VA10/ 11 100A/160A | 1 |  | 23
647 | Siemens | MCCB Accessories | SENTRON 3VA accessories - SENTRON 3VA - Accessories | Illuminated - Door mounted rotary operator 24V DC | [5 empty] | Illuminated - Door mounted rotary operator 24V DC | Not stocked | 3VA9257-0FK23 |  | 15780 |  | SENTRON 3VA |  | 3VA12 250A | 1 |  | 23
648 | Siemens | MCCB Accessories | SENTRON 3VA accessories - SENTRON 3VA - Accessories | Illuminated - Door mounted rotary operator 24V DC | [5 empty] | Illuminated - Door mounted rotary operator 24V DC | Not stocked | 3VA9467-0FK23 |  | 20050 |  | SENTRON 3VA |  | 3VA13/ 14 400A/ 630A) ; also (for 3VA23/ 24 400A/ 630A | 1 |  | 23
649 | Siemens | MCCB Accessories | SENTRON 3VA accessories - SENTRON 3VA - Accessories | Illuminated - Door mounted rotary operator 24V DC | [5 empty] | Illuminated - Door mounted rotary operator 24V DC | Not stocked | 3VA9687-0FK23 |  | 26395 |  | SENTRON 3VA |  | 3VA15 800A/1000A) ; also (for 3VA25/26 800A/1000A/1250A | 1 |  | 23
650 | Siemens | MCCB Accessories | SENTRON 3VA accessories - SENTRON 3VA - Accessories | Illuminated - Door mounted rotary operator 24V DC | [5 empty] | Illuminated - Door mounted rotary operator 24V DC | Not stocked | 3VA9267-0FK23 |  | 15780 |  | SENTRON 3VA |  | 3VA20/ 21/ 22 100A/ 160A/ 250A | 1 |  | 23
651 | Siemens | MCCB Accessories | SENTRON 3VA accessories - SENTRON 3VA - Accessories | # Castell interlock kit (for breakers with 8UC Handles) (To interlock two or more circuit breakers) | [5 empty] | # Castell interlock kit (for breakers with 8UC Handles) (To interlock two or more circuit breakers) | Not stocked | 8UC60701YQ.. |  | 10765 |  | SENTRON 3VA |  | 3VA10/ 11 (100A/ 160A) ; also 3VA20/ 21/ 22 (100A/ 160A/ 250A) ; also 3VA23/ 24 (400A/ 630A | 1 | Incomplete part code (..) - complete code as per price list page / Siemens sales office | 23
652 | Siemens | MCCB Accessories | SENTRON 3VA accessories - SENTRON 3VA - Accessories | Sliding Bar Interlock (for same size breakers with Toggle Lever) | [5 empty] | Sliding Bar Interlock (for same size breakers with Toggle Lever) | Not stocked | 3VA9158-0VF30 |  | 14350 |  | SENTRON 3VA |  | 3VA10/ 11 100A/160A | 1 |  | 23
653 | Siemens | MCCB Accessories | SENTRON 3VA accessories - SENTRON 3VA - Accessories | Sliding Bar Interlock (for same size breakers with Toggle Lever) | [5 empty] | Sliding Bar Interlock (for same size breakers with Toggle Lever) | Not stocked | 3VA9258-0VF30 |  | 14900 |  | SENTRON 3VA |  | 3VA12 250A | 1 |  | 23
654 | Siemens | MCCB Accessories | SENTRON 3VA accessories - SENTRON 3VA - Accessories | Sliding Bar Interlock (for same size breakers with Toggle Lever) | [5 empty] | Sliding Bar Interlock (for same size breakers with Toggle Lever) | Not stocked | 3VA9368-0VF30 |  | 16825 |  | SENTRON 3VA |  | 3VA13/ 14 400A/ 630A) ; also (for 3VA23/ 24 400A/ 630A | 1 |  | 23
655 | Siemens | MCCB Accessories | SENTRON 3VA accessories - SENTRON 3VA - Accessories | Sliding Bar Interlock (for same size breakers with Toggle Lever) | [5 empty] | Sliding Bar Interlock (for same size breakers with Toggle Lever) | Not stocked | 3VA9168-0VF30 |  | 15780 |  | SENTRON 3VA |  | 3VA20/ 21/ 22 100A/ 160A/ 250A | 1 |  | 23
656 | Siemens | MCCB Accessories | SENTRON 3VA accessories - SENTRON 3VA - Accessories | Locking device for breaker with Toggle lever | [5 empty] | Locking device for breaker with Toggle lever | Not stocked | 3VA9088-0LB10 |  | 4380 |  | SENTRON 3VA |  | (3VA10/ 11/ 12 100A/ 160A/ 250A | 1 |  | 23
657 | Siemens | MCCB Accessories | SENTRON 3VA accessories - SENTRON 3VA - Accessories | Locking device for breaker with Toggle lever | [5 empty] | Locking device for breaker with Toggle lever | Not stocked | 3VA9388-0LB10 |  | 5770 |  | SENTRON 3VA |  | 3VA13/ 14 400A/ 630A) ; also (for 3VA20/ 21/ 22/ 23/ 24 100A/ 160A/ 250A/ 400A/ 630A | 1 |  | 23
658 | Siemens | MCCB Accessories | SENTRON 3VA accessories - SENTRON 3VA - Accessories | Locking device for breaker with Toggle lever | [5 empty] | Locking device for breaker with Toggle lever | Not stocked | 3VA9588-0LB10 |  | 12460 |  | SENTRON 3VA |  | (3VA15 800/ 1000A) ; also (3VA25/26 800/ 1000/ 1250A | 1 |  | 23
659 | Siemens | MCCB Accessories | SENTRON 3VA accessories - SENTRON 3VA - Accessories | Motorised drive - (Motorised operator - MO) 110-230V AC/ 110-250VDC | [5 empty] | Motorised drive - (Motorised operator - MO) 110-230V AC/ 110-250VDC | Not stocked | 3VA9157-0HA20 |  | 48155 |  | SENTRON 3VA |  | 3VA11 160A | 1 |  | 23
660 | Siemens | MCCB Accessories | SENTRON 3VA accessories - SENTRON 3VA - Accessories | Motorised drive - (Motorised operator - MO) 110-230V AC/ 110-250VDC | [5 empty] | Motorised drive - (Motorised operator - MO) 110-230V AC/ 110-250VDC | Not stocked | 3VA9257-0HA20 |  | 63025 |  | SENTRON 3VA |  | 3VA12 250A | 1 |  | 23
661 | Siemens | MCCB Accessories | SENTRON 3VA accessories - SENTRON 3VA - Accessories | Motorised drive - (Motorised operator - MO) 110-230V AC/ 110-250VDC | [5 empty] | Motorised drive - (Motorised operator - MO) 110-230V AC/ 110-250VDC | Not stocked | 3VA9467-0HA20 |  | 74410 |  | SENTRON 3VA |  | 3VA13/ 14 400A/ 630A) ; also (for 3VA23/ 24 400A/ 630A | 1 |  | 23
662 | Siemens | MCCB Accessories | SENTRON 3VA accessories - SENTRON 3VA - Accessories | Motorised drive - (Motorised operator - MO) 110-230V AC/ 110-250VDC | [5 empty] | Motorised drive - (Motorised operator - MO) 110-230V AC/ 110-250VDC | Not stocked | 3VA9267-0HA20 |  | 63025 |  | SENTRON 3VA |  | 3VA20/ 21/ 22 100A/ 160A/ 250A | 1 |  | 23
663 | Siemens | MCCB Accessories | SENTRON 3VA accessories - SENTRON 3VA - Accessories | Spreader links - Broadened (with phase barriers) | [5 empty] | Spreader links - Broadened (with phase barriers) | Not stocked | 3VA9153-0QC50 |  | 2160 |  | SENTRON 3VA |  | 3pole, 3VA10/ 11 100A/ 160A | 1 |  | 23
664 | Siemens | MCCB Accessories | SENTRON 3VA accessories - SENTRON 3VA - Accessories | Spreader links - Broadened (with phase barriers) | [5 empty] | Spreader links - Broadened (with phase barriers) | Not stocked | 3VA9154-0QC50 |  | 2760 |  | SENTRON 3VA |  | 4pole, 3VA10/ 11 100A/ 160A | 1 |  | 23
665 | Siemens | MCCB Accessories | SENTRON 3VA accessories - SENTRON 3VA - Accessories | Spreader links - Broadened (with phase barriers) | [5 empty] | Spreader links - Broadened (with phase barriers) | Not stocked | 3VA9253-0QC50 |  | 2695 |  | SENTRON 3VA |  | 3pole, 3VA12 250A | 1 |  | 23
666 | Siemens | MCCB Accessories | SENTRON 3VA accessories - SENTRON 3VA - Accessories | Spreader links - Broadened (with phase barriers) | [5 empty] | Spreader links - Broadened (with phase barriers) | Not stocked | 3VA9254-0QC50 |  | 3575 |  | SENTRON 3VA |  | 4pole, 3VA12 250A | 1 |  | 23
667 | Siemens | MCCB Accessories | SENTRON 3VA accessories - SENTRON 3VA - Accessories | Spreader links - Broadened (with phase barriers) | [5 empty] | Spreader links - Broadened (with phase barriers) | Not stocked | 3VA9483-0QC50 |  | 3605 |  | SENTRON 3VA |  | 3pole 3VA13/ 14 400A/ 630A) ; also (for 3pole, 3VA23/ 24 400A/ 630A | 1 |  | 23
668 | Siemens | MCCB Accessories | SENTRON 3VA accessories - SENTRON 3VA - Accessories | Spreader links - Broadened (with phase barriers) | [5 empty] | Spreader links - Broadened (with phase barriers) | Not stocked | 3VA9484-0QC50 |  | 4675 |  | SENTRON 3VA |  | 4pole 3VA13/ 14 400A/ 630A) ; also (for 4pole, 3VA23/ 24 400A/ 630A | 1 |  | 23
669 | Siemens | MCCB Accessories | SENTRON 3VA accessories - SENTRON 3VA - Accessories | Spreader links - Broadened (with phase barriers) | [5 empty] | Spreader links - Broadened (with phase barriers) | Not stocked | 3VA9263-0QC50 |  | 2910 |  | SENTRON 3VA |  | 3pole, 3VA20/ 21/ 22 100A/ 160A/ 250A | 1 |  | 23
670 | Siemens | MCCB Accessories | SENTRON 3VA accessories - SENTRON 3VA - Accessories | Spreader links - Broadened (with phase barriers) | [5 empty] | Spreader links - Broadened (with phase barriers) | Not stocked | 3VA9264-0QC50 |  | 3790 |  | SENTRON 3VA |  | 4pole, 3VA20/ 21/ 22 100A/ 160A/ 250A | 1 |  | 23
671 | Siemens | MCCB Accessories | SENTRON 3VA accessories - SENTRON 3VA - Accessories | Busbar extensions (with phase barriers) | [5 empty] | Busbar extensions (with phase barriers) | Not stocked | 3VA9603-0QB00 |  | 13210 |  | SENTRON 3VA |  | 3pole, 3VA15 800A/ 1000A) ; also (for 3pole, 3VA25 800A/ 1000A | 1 |  | 23
672 | Siemens | MCCB Accessories | SENTRON 3VA accessories - SENTRON 3VA - Accessories | Busbar extensions (with phase barriers) | [5 empty] | Busbar extensions (with phase barriers) | Not stocked | 3VA9604-0QB00 |  | 17650 |  | SENTRON 3VA |  | 4pole, 3VA15 800A/ 1000A) ; also (for 4pole, 3VA25 800A/ 1000A | 1 |  | 23
673 | Siemens | MCCB Accessories | SENTRON 3VA accessories - SENTRON 3VA - Accessories | Rear Terminals - Flat 1 set = 2 short + 1 Long (3pole) / 2 short + 2 Long (4pole) | [5 empty] | Rear Terminals - Flat 1 set = 2 short + 1 Long (3pole) / 2 short + 2 Long (4pole) | Not stocked | 3VA9113-0QE00 |  | 4920 |  | SENTRON 3VA |  | 3pole, 3VA10/ 11 100A/ 160A | 1 |  | 23
674 | Siemens | MCCB Accessories | SENTRON 3VA accessories - SENTRON 3VA - Accessories | Rear Terminals - Flat 1 set = 2 short + 1 Long (3pole) / 2 short + 2 Long (4pole) | [5 empty] | Rear Terminals - Flat 1 set = 2 short + 1 Long (3pole) / 2 short + 2 Long (4pole) | Not stocked | 3VA9114-0QE00 |  | 6650 |  | SENTRON 3VA |  | 4pole, 3VA10/ 11 100A/ 160A | 1 |  | 23
675 | Siemens | MCCB Accessories | SENTRON 3VA accessories - SENTRON 3VA - Accessories | Rear Terminals - Flat 1 set = 2 short + 1 Long (3pole) / 2 short + 2 Long (4pole) | [5 empty] | Rear Terminals - Flat 1 set = 2 short + 1 Long (3pole) / 2 short + 2 Long (4pole) | Not stocked | 3VA9213-0QE00 |  | 6290 |  | SENTRON 3VA |  | 3pole, 3VA12 250A | 1 |  | 23
676 | Siemens | MCCB Accessories | SENTRON 3VA accessories - SENTRON 3VA - Accessories | Rear Terminals - Flat 1 set = 2 short + 1 Long (3pole) / 2 short + 2 Long (4pole) | [5 empty] | Rear Terminals - Flat 1 set = 2 short + 1 Long (3pole) / 2 short + 2 Long (4pole) | Not stocked | 3VA9214-0QE00 |  | 8410 |  | SENTRON 3VA |  | 4pole, 3VA12 250A | 1 |  | 23
677 | Siemens | MCCB Accessories | SENTRON 3VA accessories - SENTRON 3VA - Accessories | Rear Terminals - Flat 1 set = 2 short + 1 Long (3pole) / 2 short + 2 Long (4pole) | [5 empty] | Rear Terminals - Flat 1 set = 2 short + 1 Long (3pole) / 2 short + 2 Long (4pole) | Not stocked | 3VA9403-0QE00 |  | 10210 |  | SENTRON 3VA |  | 3pole, 3VA13/ 14 400A/ 630A) ; also (for 3pole, 3VA23/ 24 400A/ 630A | 1 |  | 23
678 | Siemens | MCCB Accessories | SENTRON 3VA accessories - SENTRON 3VA - Accessories | Rear Terminals - Flat 1 set = 2 short + 1 Long (3pole) / 2 short + 2 Long (4pole) | [5 empty] | Rear Terminals - Flat 1 set = 2 short + 1 Long (3pole) / 2 short + 2 Long (4pole) | Not stocked | 3VA9404-0QE00 |  | 13615 |  | SENTRON 3VA |  | 4pole, 3VA13/ 14 400A/ 630A) ; also (for 4pole, 3VA23/ 24 400A/ 630A | 1 |  | 23
679 | Siemens | MCCB Accessories | SENTRON 3VA accessories - SENTRON 3VA - Accessories | Rear Terminals - Flat 1 set = 2 short + 1 Long (3pole) / 2 short + 2 Long (4pole) | [5 empty] | Rear Terminals - Flat 1 set = 2 short + 1 Long (3pole) / 2 short + 2 Long (4pole) | Not stocked | 3VA9203-0QE00 |  | 6290 |  | SENTRON 3VA |  | 3pole, 3VA20/ 21/ 22 100A/ 160A/ 250A | 1 |  | 23
680 | Siemens | MCCB Accessories | SENTRON 3VA accessories - SENTRON 3VA - Accessories | Rear Terminals - Flat 1 set = 2 short + 1 Long (3pole) / 2 short + 2 Long (4pole) | [5 empty] | Rear Terminals - Flat 1 set = 2 short + 1 Long (3pole) / 2 short + 2 Long (4pole) | Not stocked | 3VA9204-0QE00 |  | 8410 |  | SENTRON 3VA |  | 4pole, 3VA20/ 21/ 22 100A/ 160A/ 250A | 1 |  | 23
681 | Siemens | MCCB Accessories | SENTRON 3VA accessories - SENTRON 3VA - Accessories | Phase Barriers (1 set = 2 phase barriers) | [5 empty] | Phase Barriers (1 set = 2 phase barriers) | Not stocked | 3VA9152-0WA00 |  | 935 |  | SENTRON 3VA |  | 3VA10/ 11 100A/ 160A | 1 |  | 23
682 | Siemens | MCCB Accessories | SENTRON 3VA accessories - SENTRON 3VA - Accessories | Phase Barriers (1 set = 2 phase barriers) | [5 empty] | Phase Barriers (1 set = 2 phase barriers) | Not stocked | 3VA9252-0WA00 |  | 935 |  | SENTRON 3VA |  | 3VA12 250A | 1 |  | 23
683 | Siemens | MCCB Accessories | SENTRON 3VA accessories - SENTRON 3VA - Accessories | Phase Barriers (1 set = 2 phase barriers) | [5 empty] | Phase Barriers (1 set = 2 phase barriers) | Not stocked | 3VA9482-0WA00 |  | 2210 |  | SENTRON 3VA |  | 3VA13/ 14 400A/ 630A) ; also (for 3VA23/ 24 400A/ 630A | 1 |  | 23
684 | Siemens | MCCB Accessories | SENTRON 3VA accessories - SENTRON 3VA - Accessories | Phase Barriers (1 set = 2 phase barriers) | [5 empty] | Phase Barriers (1 set = 2 phase barriers) | Not stocked | 3VA9602-0WA00 |  | 2220 |  | SENTRON 3VA |  | 3VA15 800A/ 1000A) ; also (for 3VA25/26 800A/1000A/1250A | 1 |  | 23
685 | Siemens | MCCB Accessories | SENTRON 3VA accessories - SENTRON 3VA - Accessories | Phase Barriers (1 set = 2 phase barriers) | [5 empty] | Phase Barriers (1 set = 2 phase barriers) | Not stocked | 3VA9262-0WA00 |  | 935 |  | SENTRON 3VA |  | 3VA20/ 21/ 22 100A/ 160A/ 250A | 1 |  | 23
686 | Siemens | MCCB Accessories | SENTRON 3VA accessories - SENTRON 3VA - Accessories | 3VA Adapter for mounting on 8US 60mm busbar system | [5 empty] | 3VA Adapter for mounting on 8US 60mm busbar system | Not stocked | 8US1213-4AU01 |  | Upon request |  | SENTRON 3VA |  | 3pole, 3VA10/ 11 | 1 |  | 23
687 | Siemens | MCCB Accessories | SENTRON 3VA accessories - SENTRON 3VA - Accessories | 3VA Adapter for mounting on 8US 60mm busbar system | [5 empty] | 3VA Adapter for mounting on 8US 60mm busbar system | Not stocked | 8US1213-4AP03 |  | Upon request |  | SENTRON 3VA |  | 3-pole, 3VA12) ; also (for 3VA20/ 21/ 22 | 1 |  | 23
688 | Siemens | MCCB Accessories | SENTRON 3VA accessories - SENTRON 3VA - Accessories | 3VA Adapter for mounting on 8US 60mm busbar system | [5 empty] | 3VA Adapter for mounting on 8US 60mm busbar system | Not stocked | 8US1213-4AH04 |  | Upon request |  | SENTRON 3VA |  | 3pole, 3VA13/ 14) ; also (for 3VA23/ 24 | 1 |  | 23
689 | Siemens | MCCB | SENTRON 3VA27 moulded case circuit breakers - SENTRON 3VA MCCB, Microprocessor Trip Unit, ETU320 LI, Ics = 100% Icu, 415VAC, 50Hz $ (Fixed mounted) | 3VA27 55kA 1250 3 Pole | Frame Size: 3VA27 | Breaking Capacity 415VAC, 50/60Hz: 55kA | Rated Current In (A): 1250 | Version: 3 Pole |  |  | Not stocked | 3VA2712-5AB03-0AA0 |  | 659070 |  | SENTRON 3VA27 |  |  | 1 |  | 24
690 | Siemens | MCCB | SENTRON 3VA27 moulded case circuit breakers - SENTRON 3VA MCCB, Microprocessor Trip Unit, ETU320 LI, Ics = 100% Icu, 415VAC, 50Hz $ (Fixed mounted) | 3VA27 55kA 1250 4 Pole | Frame Size: 3VA27 | Breaking Capacity 415VAC, 50/60Hz: 55kA | Rated Current In (A): 1250 | Version: 4 Pole |  |  | Not stocked | 3VA2712-5AB13-0AA0 |  | 886450 |  | SENTRON 3VA27 |  |  | 1 |  | 24
691 | Siemens | MCCB | SENTRON 3VA27 moulded case circuit breakers - SENTRON 3VA MCCB, Microprocessor Trip Unit, ETU320 LI, Ics = 100% Icu, 415VAC, 50Hz $ (Fixed mounted) | 3VA27 55kA 1600 3 Pole | Frame Size: 3VA27 | Breaking Capacity 415VAC, 50/60Hz: 55kA | Rated Current In (A): 1600 | Version: 3 Pole |  |  | Not stocked | 3VA2716-5AB03-0AA0 |  | 912140 |  | SENTRON 3VA27 |  |  | 1 |  | 24
692 | Siemens | MCCB | SENTRON 3VA27 moulded case circuit breakers - SENTRON 3VA MCCB, Microprocessor Trip Unit, ETU320 LI, Ics = 100% Icu, 415VAC, 50Hz $ (Fixed mounted) | 3VA27 55kA 1600 4 Pole | Frame Size: 3VA27 | Breaking Capacity 415VAC, 50/60Hz: 55kA | Rated Current In (A): 1600 | Version: 4 Pole |  |  | Not stocked | 3VA2716-5AB13-0AA0 |  | 1227480 |  | SENTRON 3VA27 |  |  | 1 |  | 24
693 | Siemens | MCCB | SENTRON 3VA27 moulded case circuit breakers - SENTRON 3VA MCCB, Microprocessor Trip Unit, ETU320 LI, Ics = 100% Icu, 415VAC, 50Hz $ (Fixed mounted) | 3VA27 85kA 1250 3 Pole | Frame Size: 3VA27 | Breaking Capacity 415VAC, 50/60Hz: 85kA | Rated Current In (A): 1250 | Version: 3 Pole |  |  | Not stocked | 3VA2712-6AB03-0AA0 |  | 724040 |  | SENTRON 3VA27 |  |  | 1 |  | 24
694 | Siemens | MCCB | SENTRON 3VA27 moulded case circuit breakers - SENTRON 3VA MCCB, Microprocessor Trip Unit, ETU320 LI, Ics = 100% Icu, 415VAC, 50Hz $ (Fixed mounted) | 3VA27 85kA 1250 4 Pole | Frame Size: 3VA27 | Breaking Capacity 415VAC, 50/60Hz: 85kA | Rated Current In (A): 1250 | Version: 4 Pole |  |  | Not stocked | 3VA2712-6AB13-0AA0 |  | 974395 |  | SENTRON 3VA27 |  |  | 1 |  | 24
695 | Siemens | MCCB | SENTRON 3VA27 moulded case circuit breakers - SENTRON 3VA MCCB, Microprocessor Trip Unit, ETU320 LI, Ics = 100% Icu, 415VAC, 50Hz $ (Fixed mounted) | 3VA27 85kA 1600 3 Pole | Frame Size: 3VA27 | Breaking Capacity 415VAC, 50/60Hz: 85kA | Rated Current In (A): 1600 | Version: 3 Pole |  |  | Not stocked | 3VA2716-6AB03-0AA0 |  | 1001460 |  | SENTRON 3VA27 |  |  | 1 |  | 24
696 | Siemens | MCCB | SENTRON 3VA27 moulded case circuit breakers - SENTRON 3VA MCCB, Microprocessor Trip Unit, ETU320 LI, Ics = 100% Icu, 415VAC, 50Hz $ (Fixed mounted) | 3VA27 85kA 1600 4 Pole | Frame Size: 3VA27 | Breaking Capacity 415VAC, 50/60Hz: 85kA | Rated Current In (A): 1600 | Version: 4 Pole |  |  | Not stocked | 3VA2716-6AB13-0AA0 |  | 1349275 |  | SENTRON 3VA27 |  |  | 1 |  | 24
697 | Siemens | MCCB | SENTRON 3VA27 moulded case circuit breakers - SENTRON 3VA MCCB, Microprocessor Trip Unit, ETU360 LSIG, Ics = 100% Icu, 415VAC, 50Hz $ (Fixed mounted) | 3VA27 55kA 1250 3 Pole | Frame Size: 3VA27 | Breaking Capacity 415VAC, 50/60Hz: 55kA | Rated Current In (A): 1250 | Version: 3 Pole |  |  | Not stocked | 3VA2712-5AD03-0AA0 |  | 713210 |  | SENTRON 3VA27 |  |  | 1 |  | 24
698 | Siemens | MCCB | SENTRON 3VA27 moulded case circuit breakers - SENTRON 3VA MCCB, Microprocessor Trip Unit, ETU360 LSIG, Ics = 100% Icu, 415VAC, 50Hz $ (Fixed mounted) | 3VA27 55kA 1250 4 Pole | Frame Size: 3VA27 | Breaking Capacity 415VAC, 50/60Hz: 55kA | Rated Current In (A): 1250 | Version: 4 Pole |  |  | Not stocked | 3VA2712-5AD13-0AA0 |  | 939215 |  | SENTRON 3VA27 |  |  | 1 |  | 24
699 | Siemens | MCCB | SENTRON 3VA27 moulded case circuit breakers - SENTRON 3VA MCCB, Microprocessor Trip Unit, ETU360 LSIG, Ics = 100% Icu, 415VAC, 50Hz $ (Fixed mounted) | 3VA27 55kA 1600 3 Pole | Frame Size: 3VA27 | Breaking Capacity 415VAC, 50/60Hz: 55kA | Rated Current In (A): 1600 | Version: 3 Pole |  |  | Not stocked | 3VA2716-5AD03-0AA0 |  | 964915 |  | SENTRON 3VA27 |  |  | 1 |  | 24
700 | Siemens | MCCB | SENTRON 3VA27 moulded case circuit breakers - SENTRON 3VA MCCB, Microprocessor Trip Unit, ETU360 LSIG, Ics = 100% Icu, 415VAC, 50Hz $ (Fixed mounted) | 3VA27 55kA 1600 4 Pole | Frame Size: 3VA27 | Breaking Capacity 415VAC, 50/60Hz: 55kA | Rated Current In (A): 1600 | Version: 4 Pole |  |  | Not stocked | 3VA2716-5AD13-0AA0 |  | 1280245 |  | SENTRON 3VA27 |  |  | 1 |  | 24
701 | Siemens | MCCB | SENTRON 3VA27 moulded case circuit breakers - SENTRON 3VA MCCB, Microprocessor Trip Unit, ETU360 LSIG, Ics = 100% Icu, 415VAC, 50Hz $ (Fixed mounted) | 3VA27 85kA 1250 3 Pole | Frame Size: 3VA27 | Breaking Capacity 415VAC, 50/60Hz: 85kA | Rated Current In (A): 1250 | Version: 3 Pole |  |  | Not stocked | 3VA2712-6AD03-0AA0 |  | 776810 |  | SENTRON 3VA27 |  |  | 1 |  | 24
702 | Siemens | MCCB | SENTRON 3VA27 moulded case circuit breakers - SENTRON 3VA MCCB, Microprocessor Trip Unit, ETU360 LSIG, Ics = 100% Icu, 415VAC, 50Hz $ (Fixed mounted) | 3VA27 85kA 1250 4 Pole | Frame Size: 3VA27 | Breaking Capacity 415VAC, 50/60Hz: 85kA | Rated Current In (A): 1250 | Version: 4 Pole |  |  | Not stocked | 3VA2712-6AD13-0AA0 |  | 1028525 |  | SENTRON 3VA27 |  |  | 1 |  | 24
703 | Siemens | MCCB | SENTRON 3VA27 moulded case circuit breakers - SENTRON 3VA MCCB, Microprocessor Trip Unit, ETU360 LSIG, Ics = 100% Icu, 415VAC, 50Hz $ (Fixed mounted) | 3VA27 85kA 1600 3 Pole | Frame Size: 3VA27 | Breaking Capacity 415VAC, 50/60Hz: 85kA | Rated Current In (A): 1600 | Version: 3 Pole |  |  | Not stocked | 3VA2716-6AD03-0AA0 |  | 1054265 |  | SENTRON 3VA27 |  |  | 1 |  | 24
704 | Siemens | MCCB | SENTRON 3VA27 moulded case circuit breakers - SENTRON 3VA MCCB, Microprocessor Trip Unit, ETU360 LSIG, Ics = 100% Icu, 415VAC, 50Hz $ (Fixed mounted) | 3VA27 85kA 1600 4 Pole | Frame Size: 3VA27 | Breaking Capacity 415VAC, 50/60Hz: 85kA | Rated Current In (A): 1600 | Version: 4 Pole |  |  | Not stocked | 3VA2716-6AD13-0AA0 |  | 1407455 |  | SENTRON 3VA27 |  |  | 1 |  | 24
705 | Siemens | MCCB Accessories | SENTRON 3VA27 moulded case circuit breakers - Accessories for 3VA27 | Auxiliary switch (AUX) | [5 empty] | Auxiliary switch (AUX) | Not stocked | 3VW9011-0AG01 |  | 10860 |  | SENTRON 3VA27 |  |  | 1 |  | 24
706 | Siemens | MCCB Accessories | SENTRON 3VA27 moulded case circuit breakers - Accessories for 3VA27 | Alarm switch (TAS) | [5 empty] | Alarm switch (TAS) | Not stocked | 3VW9011-0AH14 |  | 5360 |  | SENTRON 3VA27 |  |  | 1 |  | 24
707 | Siemens | MCCB Accessories | SENTRON 3VA27 moulded case circuit breakers - Accessories for 3VA27 - Shunt release (ST) | 110-120 V AC 50/60 HZ | [5 empty] | 110-120 V AC 50/60 HZ | Not stocked | 3VW9011-0AD05 |  | 24970 |  | SENTRON 3VA27 |  |  | 1 |  | 24
708 | Siemens | MCCB Accessories | SENTRON 3VA27 moulded case circuit breakers - Accessories for 3VA27 - Shunt release (ST) | 220-240 V AC 50/60 HZ | [5 empty] | 220-240 V AC 50/60 HZ | Not stocked | 3VW9011-0AD07 |  | 24970 |  | SENTRON 3VA27 |  |  | 1 |  | 24
709 | Siemens | MCCB Accessories | SENTRON 3VA27 moulded case circuit breakers - Accessories for 3VA27 - Under voltage release (UVR) | 110-120 V AC 50/60 Hz | [5 empty] | 110-120 V AC 50/60 Hz | Not stocked | 3VW9011-0AE05 |  | 27030 |  | SENTRON 3VA27 |  |  | 1 |  | 24
710 | Siemens | MCCB Accessories | SENTRON 3VA27 moulded case circuit breakers - Accessories for 3VA27 - Under voltage release (UVR) | 220-240 V AC 50/60 Hz | [5 empty] | 220-240 V AC 50/60 Hz | Not stocked | 3VW9011-0AE07 |  | 27030 |  | SENTRON 3VA27 |  |  | 1 |  | 24
711 | Siemens | MCCB Accessories | SENTRON 3VA27 moulded case circuit breakers - Accessories for 3VA27 - Under voltage release (UVR) | 415-440 V AC 50/60 Hz | [5 empty] | 415-440 V AC 50/60 Hz | Not stocked | 3VW9011-0AE18 |  | 27030 |  | SENTRON 3VA27 |  |  | 1 |  | 24
712 | Siemens | MCCB Accessories | SENTRON 3VA27 moulded case circuit breakers - Accessories for 3VA27 - Under voltage release (UVR) | Extended Door Mounted Rotary Operator ^ (Standard - Gray) | [5 empty] | Extended Door Mounted Rotary Operator ^ (Standard - Gray) | Not stocked | 3VW9727-0FK21 |  | 24035 |  | SENTRON 3VA27 |  |  | 1 |  | 24
713 | Siemens | MCCB | SENTRON 3VM moulded case circuit breakers - SENTRON 3VM, Thermal Magnetic Trip Unit, Fixed Thermal Fixed Magnetic (FTFM), 415VAC, 50Hz | 3VM10 16kA 16 3 Pole | Frame Size: 3VM10 | Breaking Capacity 415VAC, 50/60Hz: 16kA | Rated Current In (A): 16 | Version: 3 Pole |  |  | Not stocked | 3VM1096-2ED32-0AA0 |  | 20110 |  | SENTRON 3VM |  |  | 1 | Price is MRP | 27
714 | Siemens | MCCB | SENTRON 3VM moulded case circuit breakers - SENTRON 3VM, Thermal Magnetic Trip Unit, Fixed Thermal Fixed Magnetic (FTFM), 415VAC, 50Hz | 3VM10 16kA 16 4 Pole | Frame Size: 3VM10 | Breaking Capacity 415VAC, 50/60Hz: 16kA | Rated Current In (A): 16 | Version: 4 Pole |  |  | Not stocked | 3VM1096-2ED42-0AA0 |  | 26065 |  | SENTRON 3VM |  |  | 1 | Price is MRP | 27
715 | Siemens | MCCB | SENTRON 3VM moulded case circuit breakers - SENTRON 3VM, Thermal Magnetic Trip Unit, Fixed Thermal Fixed Magnetic (FTFM), 415VAC, 50Hz | 3VM10 16kA 20 3 Pole | Frame Size: 3VM10 | Breaking Capacity 415VAC, 50/60Hz: 16kA | Rated Current In (A): 20 | Version: 3 Pole |  |  | Not stocked | 3VM1020-2ED32-0AA0 |  | 20110 |  | SENTRON 3VM |  |  | 1 | Price is MRP | 27
716 | Siemens | MCCB | SENTRON 3VM moulded case circuit breakers - SENTRON 3VM, Thermal Magnetic Trip Unit, Fixed Thermal Fixed Magnetic (FTFM), 415VAC, 50Hz | 3VM10 16kA 20 4 Pole | Frame Size: 3VM10 | Breaking Capacity 415VAC, 50/60Hz: 16kA | Rated Current In (A): 20 | Version: 4 Pole |  |  | Not stocked | 3VM1020-2ED42-0AA0 |  | 26065 |  | SENTRON 3VM |  |  | 1 | Price is MRP | 27
717 | Siemens | MCCB | SENTRON 3VM moulded case circuit breakers - SENTRON 3VM, Thermal Magnetic Trip Unit, Fixed Thermal Fixed Magnetic (FTFM), 415VAC, 50Hz | 3VM10 16kA 25 3 Pole | Frame Size: 3VM10 | Breaking Capacity 415VAC, 50/60Hz: 16kA | Rated Current In (A): 25 | Version: 3 Pole |  |  | Not stocked | 3VM1025-2ED32-0AA0 |  | 20110 |  | SENTRON 3VM |  |  | 1 | Price is MRP | 27
718 | Siemens | MCCB | SENTRON 3VM moulded case circuit breakers - SENTRON 3VM, Thermal Magnetic Trip Unit, Fixed Thermal Fixed Magnetic (FTFM), 415VAC, 50Hz | 3VM10 16kA 25 4 Pole | Frame Size: 3VM10 | Breaking Capacity 415VAC, 50/60Hz: 16kA | Rated Current In (A): 25 | Version: 4 Pole |  |  | Not stocked | 3VM1025-2ED42-0AA0 |  | 26065 |  | SENTRON 3VM |  |  | 1 | Price is MRP | 27
719 | Siemens | MCCB | SENTRON 3VM moulded case circuit breakers - SENTRON 3VM, Thermal Magnetic Trip Unit, Fixed Thermal Fixed Magnetic (FTFM), 415VAC, 50Hz | 3VM10 16kA 32 3 Pole | Frame Size: 3VM10 | Breaking Capacity 415VAC, 50/60Hz: 16kA | Rated Current In (A): 32 | Version: 3 Pole |  |  | Not stocked | 3VM1032-2ED32-0AA0 |  | 20110 |  | SENTRON 3VM |  |  | 1 | Price is MRP | 27
720 | Siemens | MCCB | SENTRON 3VM moulded case circuit breakers - SENTRON 3VM, Thermal Magnetic Trip Unit, Fixed Thermal Fixed Magnetic (FTFM), 415VAC, 50Hz | 3VM10 16kA 32 4 Pole | Frame Size: 3VM10 | Breaking Capacity 415VAC, 50/60Hz: 16kA | Rated Current In (A): 32 | Version: 4 Pole |  |  | Not stocked | 3VM1032-2ED42-0AA0 |  | 26065 |  | SENTRON 3VM |  |  | 1 | Price is MRP | 27
721 | Siemens | MCCB | SENTRON 3VM moulded case circuit breakers - SENTRON 3VM, Thermal Magnetic Trip Unit, Fixed Thermal Fixed Magnetic (FTFM), 415VAC, 50Hz | 3VM10 16kA 40 3 Pole | Frame Size: 3VM10 | Breaking Capacity 415VAC, 50/60Hz: 16kA | Rated Current In (A): 40 | Version: 3 Pole |  |  | Not stocked | 3VM1040-2ED32-0AA0 |  | 20110 |  | SENTRON 3VM |  |  | 1 | Price is MRP | 27
722 | Siemens | MCCB | SENTRON 3VM moulded case circuit breakers - SENTRON 3VM, Thermal Magnetic Trip Unit, Fixed Thermal Fixed Magnetic (FTFM), 415VAC, 50Hz | 3VM10 16kA 40 4 Pole | Frame Size: 3VM10 | Breaking Capacity 415VAC, 50/60Hz: 16kA | Rated Current In (A): 40 | Version: 4 Pole |  |  | Not stocked | 3VM1040-2ED42-0AA0 |  | 26065 |  | SENTRON 3VM |  |  | 1 | Price is MRP | 27
723 | Siemens | MCCB | SENTRON 3VM moulded case circuit breakers - SENTRON 3VM, Thermal Magnetic Trip Unit, Fixed Thermal Fixed Magnetic (FTFM), 415VAC, 50Hz | 3VM10 16kA 50 3 Pole | Frame Size: 3VM10 | Breaking Capacity 415VAC, 50/60Hz: 16kA | Rated Current In (A): 50 | Version: 3 Pole |  |  | Not stocked | 3VM1050-2ED32-0AA0 |  | 20110 |  | SENTRON 3VM |  |  | 1 | Price is MRP | 27
724 | Siemens | MCCB | SENTRON 3VM moulded case circuit breakers - SENTRON 3VM, Thermal Magnetic Trip Unit, Fixed Thermal Fixed Magnetic (FTFM), 415VAC, 50Hz | 3VM10 16kA 50 4 Pole | Frame Size: 3VM10 | Breaking Capacity 415VAC, 50/60Hz: 16kA | Rated Current In (A): 50 | Version: 4 Pole |  |  | Not stocked | 3VM1050-2ED42-0AA0 |  | 26065 |  | SENTRON 3VM |  |  | 1 | Price is MRP | 27
725 | Siemens | MCCB | SENTRON 3VM moulded case circuit breakers - SENTRON 3VM, Thermal Magnetic Trip Unit, Fixed Thermal Fixed Magnetic (FTFM), 415VAC, 50Hz | 3VM10 16kA 63 3 Pole | Frame Size: 3VM10 | Breaking Capacity 415VAC, 50/60Hz: 16kA | Rated Current In (A): 63 | Version: 3 Pole |  |  | Not stocked | 3VM1063-2ED32-0AA0 |  | 20110 |  | SENTRON 3VM |  |  | 1 | Price is MRP | 27
726 | Siemens | MCCB | SENTRON 3VM moulded case circuit breakers - SENTRON 3VM, Thermal Magnetic Trip Unit, Fixed Thermal Fixed Magnetic (FTFM), 415VAC, 50Hz | 3VM10 16kA 63 4 Pole | Frame Size: 3VM10 | Breaking Capacity 415VAC, 50/60Hz: 16kA | Rated Current In (A): 63 | Version: 4 Pole |  |  | Not stocked | 3VM1063-2ED42-0AA0 |  | 26065 |  | SENTRON 3VM |  |  | 1 | Price is MRP | 27
727 | Siemens | MCCB | SENTRON 3VM moulded case circuit breakers - SENTRON 3VM, Thermal Magnetic Trip Unit, Fixed Thermal Fixed Magnetic (FTFM), 415VAC, 50Hz | 3VM10 16kA 80 3 Pole | Frame Size: 3VM10 | Breaking Capacity 415VAC, 50/60Hz: 16kA | Rated Current In (A): 80 | Version: 3 Pole |  |  | Not stocked | 3VM1080-2ED32-0AA0 |  | 21975 |  | SENTRON 3VM |  |  | 1 | Price is MRP | 27
728 | Siemens | MCCB | SENTRON 3VM moulded case circuit breakers - SENTRON 3VM, Thermal Magnetic Trip Unit, Fixed Thermal Fixed Magnetic (FTFM), 415VAC, 50Hz | 3VM10 16kA 80 4 Pole | Frame Size: 3VM10 | Breaking Capacity 415VAC, 50/60Hz: 16kA | Rated Current In (A): 80 | Version: 4 Pole |  |  | Not stocked | 3VM1080-2ED42-0AA0 |  | 28535 |  | SENTRON 3VM |  |  | 1 | Price is MRP | 27
729 | Siemens | MCCB | SENTRON 3VM moulded case circuit breakers - SENTRON 3VM, Thermal Magnetic Trip Unit, Fixed Thermal Fixed Magnetic (FTFM), 415VAC, 50Hz | 3VM10 16kA 100 3 Pole | Frame Size: 3VM10 | Breaking Capacity 415VAC, 50/60Hz: 16kA | Rated Current In (A): 100 | Version: 3 Pole |  |  | Not stocked | 3VM1010-2ED32-0AA0 |  | 23855 |  | SENTRON 3VM |  |  | 1 | Price is MRP | 27
730 | Siemens | MCCB | SENTRON 3VM moulded case circuit breakers - SENTRON 3VM, Thermal Magnetic Trip Unit, Fixed Thermal Fixed Magnetic (FTFM), 415VAC, 50Hz | 3VM10 16kA 100 4 Pole | Frame Size: 3VM10 | Breaking Capacity 415VAC, 50/60Hz: 16kA | Rated Current In (A): 100 | Version: 4 Pole |  |  | Not stocked | 3VM1010-2ED42-0AA0 |  | 31075 |  | SENTRON 3VM |  |  | 1 | Price is MRP | 27
731 | Siemens | MCCB | SENTRON 3VM moulded case circuit breakers - SENTRON 3VM, Thermal Magnetic Trip Unit, Fixed Thermal Fixed Magnetic (FTFM), 415VAC, 50Hz | 3VM10 25kA 16 3 Pole | Frame Size: 3VM10 | Breaking Capacity 415VAC, 50/60Hz: 25kA | Rated Current In (A): 16 | Version: 3 Pole |  |  | Not stocked | 3VM1096-3ED32-0AA0 |  | 20840 |  | SENTRON 3VM |  |  | 1 | Price is MRP | 27
732 | Siemens | MCCB | SENTRON 3VM moulded case circuit breakers - SENTRON 3VM, Thermal Magnetic Trip Unit, Fixed Thermal Fixed Magnetic (FTFM), 415VAC, 50Hz | 3VM10 25kA 16 4 Pole | Frame Size: 3VM10 | Breaking Capacity 415VAC, 50/60Hz: 25kA | Rated Current In (A): 16 | Version: 4 Pole |  |  | Not stocked | 3VM1096-3ED42-0AA0 |  | 27210 |  | SENTRON 3VM |  |  | 1 | Price is MRP | 27
733 | Siemens | MCCB | SENTRON 3VM moulded case circuit breakers - SENTRON 3VM, Thermal Magnetic Trip Unit, Fixed Thermal Fixed Magnetic (FTFM), 415VAC, 50Hz | 3VM10 25kA 20 3 Pole | Frame Size: 3VM10 | Breaking Capacity 415VAC, 50/60Hz: 25kA | Rated Current In (A): 20 | Version: 3 Pole |  |  | Not stocked | 3VM1020-3ED32-0AA0 |  | 20840 |  | SENTRON 3VM |  |  | 1 | Price is MRP | 27
734 | Siemens | MCCB | SENTRON 3VM moulded case circuit breakers - SENTRON 3VM, Thermal Magnetic Trip Unit, Fixed Thermal Fixed Magnetic (FTFM), 415VAC, 50Hz | 3VM10 25kA 20 4 Pole | Frame Size: 3VM10 | Breaking Capacity 415VAC, 50/60Hz: 25kA | Rated Current In (A): 20 | Version: 4 Pole |  |  | Not stocked | 3VM1020-3ED42-0AA0 |  | 27210 |  | SENTRON 3VM |  |  | 1 | Price is MRP | 27
735 | Siemens | MCCB | SENTRON 3VM moulded case circuit breakers - SENTRON 3VM, Thermal Magnetic Trip Unit, Fixed Thermal Fixed Magnetic (FTFM), 415VAC, 50Hz | 3VM10 25kA 25 3 Pole | Frame Size: 3VM10 | Breaking Capacity 415VAC, 50/60Hz: 25kA | Rated Current In (A): 25 | Version: 3 Pole |  |  | Not stocked | 3VM1025-3ED32-0AA0 |  | 20840 |  | SENTRON 3VM |  |  | 1 | Price is MRP | 27
736 | Siemens | MCCB | SENTRON 3VM moulded case circuit breakers - SENTRON 3VM, Thermal Magnetic Trip Unit, Fixed Thermal Fixed Magnetic (FTFM), 415VAC, 50Hz | 3VM10 25kA 25 4 Pole | Frame Size: 3VM10 | Breaking Capacity 415VAC, 50/60Hz: 25kA | Rated Current In (A): 25 | Version: 4 Pole |  |  | Not stocked | 3VM1025-3ED42-0AA0 |  | 27210 |  | SENTRON 3VM |  |  | 1 | Price is MRP | 27
737 | Siemens | MCCB | SENTRON 3VM moulded case circuit breakers - SENTRON 3VM, Thermal Magnetic Trip Unit, Fixed Thermal Fixed Magnetic (FTFM), 415VAC, 50Hz | 3VM10 25kA 32 3 Pole | Frame Size: 3VM10 | Breaking Capacity 415VAC, 50/60Hz: 25kA | Rated Current In (A): 32 | Version: 3 Pole |  |  | Not stocked | 3VM1032-3ED32-0AA0 |  | 20840 |  | SENTRON 3VM |  |  | 1 | Price is MRP | 27
738 | Siemens | MCCB | SENTRON 3VM moulded case circuit breakers - SENTRON 3VM, Thermal Magnetic Trip Unit, Fixed Thermal Fixed Magnetic (FTFM), 415VAC, 50Hz | 3VM10 25kA 32 4 Pole | Frame Size: 3VM10 | Breaking Capacity 415VAC, 50/60Hz: 25kA | Rated Current In (A): 32 | Version: 4 Pole |  |  | Not stocked | 3VM1032-3ED42-0AA0 |  | 27210 |  | SENTRON 3VM |  |  | 1 | Price is MRP | 27
739 | Siemens | MCCB | SENTRON 3VM moulded case circuit breakers - SENTRON 3VM, Thermal Magnetic Trip Unit, Fixed Thermal Fixed Magnetic (FTFM), 415VAC, 50Hz | 3VM10 25kA 40 3 Pole | Frame Size: 3VM10 | Breaking Capacity 415VAC, 50/60Hz: 25kA | Rated Current In (A): 40 | Version: 3 Pole |  |  | Not stocked | 3VM1040-3ED32-0AA0 |  | 20840 |  | SENTRON 3VM |  |  | 1 | Price is MRP | 27
740 | Siemens | MCCB | SENTRON 3VM moulded case circuit breakers - SENTRON 3VM, Thermal Magnetic Trip Unit, Fixed Thermal Fixed Magnetic (FTFM), 415VAC, 50Hz | 3VM10 25kA 40 4 Pole | Frame Size: 3VM10 | Breaking Capacity 415VAC, 50/60Hz: 25kA | Rated Current In (A): 40 | Version: 4 Pole |  |  | Not stocked | 3VM1040-3ED42-0AA0 |  | 27210 |  | SENTRON 3VM |  |  | 1 | Price is MRP | 27
741 | Siemens | MCCB | SENTRON 3VM moulded case circuit breakers - SENTRON 3VM, Thermal Magnetic Trip Unit, Fixed Thermal Fixed Magnetic (FTFM), 415VAC, 50Hz | 3VM10 25kA 50 3 Pole | Frame Size: 3VM10 | Breaking Capacity 415VAC, 50/60Hz: 25kA | Rated Current In (A): 50 | Version: 3 Pole |  |  | Not stocked | 3VM1050-3ED32-0AA0 |  | 20840 |  | SENTRON 3VM |  |  | 1 | Price is MRP | 27
742 | Siemens | MCCB | SENTRON 3VM moulded case circuit breakers - SENTRON 3VM, Thermal Magnetic Trip Unit, Fixed Thermal Fixed Magnetic (FTFM), 415VAC, 50Hz | 3VM10 25kA 50 4 Pole | Frame Size: 3VM10 | Breaking Capacity 415VAC, 50/60Hz: 25kA | Rated Current In (A): 50 | Version: 4 Pole |  |  | Not stocked | 3VM1050-3ED42-0AA0 |  | 27210 |  | SENTRON 3VM |  |  | 1 | Price is MRP | 27
743 | Siemens | MCCB | SENTRON 3VM moulded case circuit breakers - SENTRON 3VM, Thermal Magnetic Trip Unit, Fixed Thermal Fixed Magnetic (FTFM), 415VAC, 50Hz | 3VM10 25kA 63 3 Pole | Frame Size: 3VM10 | Breaking Capacity 415VAC, 50/60Hz: 25kA | Rated Current In (A): 63 | Version: 3 Pole |  |  | Not stocked | 3VM1063-3ED32-0AA0 |  | 20840 |  | SENTRON 3VM |  |  | 1 | Price is MRP | 27
744 | Siemens | MCCB | SENTRON 3VM moulded case circuit breakers - SENTRON 3VM, Thermal Magnetic Trip Unit, Fixed Thermal Fixed Magnetic (FTFM), 415VAC, 50Hz | 3VM10 25kA 63 4 Pole | Frame Size: 3VM10 | Breaking Capacity 415VAC, 50/60Hz: 25kA | Rated Current In (A): 63 | Version: 4 Pole |  |  | Not stocked | 3VM1063-3ED42-0AA0 |  | 27210 |  | SENTRON 3VM |  |  | 1 | Price is MRP | 27
745 | Siemens | MCCB | SENTRON 3VM moulded case circuit breakers - SENTRON 3VM, Thermal Magnetic Trip Unit, Fixed Thermal Fixed Magnetic (FTFM), 415VAC, 50Hz | 3VM10 25kA 80 3 Pole | Frame Size: 3VM10 | Breaking Capacity 415VAC, 50/60Hz: 25kA | Rated Current In (A): 80 | Version: 3 Pole |  |  | Not stocked | 3VM1080-3ED32-0AA0 |  | 22690 |  | SENTRON 3VM |  |  | 1 | Price is MRP | 27
746 | Siemens | MCCB | SENTRON 3VM moulded case circuit breakers - SENTRON 3VM, Thermal Magnetic Trip Unit, Fixed Thermal Fixed Magnetic (FTFM), 415VAC, 50Hz | 3VM10 25kA 80 4 Pole | Frame Size: 3VM10 | Breaking Capacity 415VAC, 50/60Hz: 25kA | Rated Current In (A): 80 | Version: 4 Pole |  |  | Not stocked | 3VM1080-3ED42-0AA0 |  | 29510 |  | SENTRON 3VM |  |  | 1 | Price is MRP | 27
747 | Siemens | MCCB | SENTRON 3VM moulded case circuit breakers - SENTRON 3VM, Thermal Magnetic Trip Unit, Fixed Thermal Fixed Magnetic (FTFM), 415VAC, 50Hz | 3VM10 25kA 100 3 Pole | Frame Size: 3VM10 | Breaking Capacity 415VAC, 50/60Hz: 25kA | Rated Current In (A): 100 | Version: 3 Pole |  |  | Not stocked | 3VM1010-3ED32-0AA0 |  | 24370 |  | SENTRON 3VM |  |  | 1 | Price is MRP | 27
748 | Siemens | MCCB | SENTRON 3VM moulded case circuit breakers - SENTRON 3VM, Thermal Magnetic Trip Unit, Fixed Thermal Fixed Magnetic (FTFM), 415VAC, 50Hz | 3VM10 25kA 100 4 Pole | Frame Size: 3VM10 | Breaking Capacity 415VAC, 50/60Hz: 25kA | Rated Current In (A): 100 | Version: 4 Pole |  |  | Not stocked | 3VM1010-3ED42-0AA0 |  | 31715 |  | SENTRON 3VM |  |  | 1 | Price is MRP | 27
749 | Siemens | MCCB | SENTRON 3VM moulded case circuit breakers - SENTRON 3VM, Thermal Magnetic Trip Unit, Fixed Thermal Fixed Magnetic (FTFM), 415VAC, 50Hz | 3VM11 25kA 125 3 Pole | Frame Size: 3VM11 | Breaking Capacity 415VAC, 50/60Hz: 25kA | Rated Current In (A): 125 | Version: 3 Pole |  |  | Not stocked | 3VM1112-3ED32-0AA0 |  | 31235 |  | SENTRON 3VM |  |  | 1 | Price is MRP | 27
750 | Siemens | MCCB | SENTRON 3VM moulded case circuit breakers - SENTRON 3VM, Thermal Magnetic Trip Unit, Fixed Thermal Fixed Magnetic (FTFM), 415VAC, 50Hz | 3VM11 25kA 125 4 Pole | Frame Size: 3VM11 | Breaking Capacity 415VAC, 50/60Hz: 25kA | Rated Current In (A): 125 | Version: 4 Pole |  |  | Not stocked | 3VM1112-3ED42-0AA0 |  | 41245 |  | SENTRON 3VM |  |  | 1 | Price is MRP | 27
751 | Siemens | MCCB | SENTRON 3VM moulded case circuit breakers - SENTRON 3VM, Thermal Magnetic Trip Unit, Fixed Thermal Fixed Magnetic (FTFM), 415VAC, 50Hz | 3VM11 25kA 160 3 Pole | Frame Size: 3VM11 | Breaking Capacity 415VAC, 50/60Hz: 25kA | Rated Current In (A): 160 | Version: 3 Pole |  |  | Not stocked | 3VM1116-3ED32-0AA0 |  | 40740 |  | SENTRON 3VM |  |  | 1 | Price is MRP | 27
752 | Siemens | MCCB | SENTRON 3VM moulded case circuit breakers - SENTRON 3VM, Thermal Magnetic Trip Unit, Fixed Thermal Fixed Magnetic (FTFM), 415VAC, 50Hz | 3VM11 25kA 160 4 Pole | Frame Size: 3VM11 | Breaking Capacity 415VAC, 50/60Hz: 25kA | Rated Current In (A): 160 | Version: 4 Pole |  |  | Not stocked | 3VM1116-3ED42-0AA0 |  | 51595 |  | SENTRON 3VM |  |  | 1 | Price is MRP | 27
753 | Siemens | MCCB | SENTRON 3VM moulded case circuit breakers - MCCB: SENTRON 3VM | 3VM11 36kA 16 3 Pole | Frame Size: 3VM11 | Breaking Capacity 415VAC, 50/60Hz: 36kA | Rated Current In (A): 16 | Version: 3 Pole |  |  | Not stocked | 3VM1196-4ED32-0AA0 |  | 21990 |  | SENTRON 3VM |  |  | 1 |  | 27
754 | Siemens | MCCB | SENTRON 3VM moulded case circuit breakers - MCCB: SENTRON 3VM | 3VM11 36kA 16 4 Pole | Frame Size: 3VM11 | Breaking Capacity 415VAC, 50/60Hz: 36kA | Rated Current In (A): 16 | Version: 4 Pole |  |  | Not stocked | 3VM1196-4GD42-0AA0 |  | 30440 |  | SENTRON 3VM |  |  | 1 |  | 27
755 | Siemens | MCCB | SENTRON 3VM moulded case circuit breakers - MCCB: SENTRON 3VM | 3VM11 36kA 20 3 Pole | Frame Size: 3VM11 | Breaking Capacity 415VAC, 50/60Hz: 36kA | Rated Current In (A): 20 | Version: 3 Pole |  |  | Not stocked | 3VM1120-4ED32-0AA0 |  | 21990 |  | SENTRON 3VM |  |  | 1 |  | 27
756 | Siemens | MCCB | SENTRON 3VM moulded case circuit breakers - MCCB: SENTRON 3VM | 3VM11 36kA 20 4 Pole | Frame Size: 3VM11 | Breaking Capacity 415VAC, 50/60Hz: 36kA | Rated Current In (A): 20 | Version: 4 Pole |  |  | Not stocked | 3VM1120-4GD42-0AA0 |  | 30440 |  | SENTRON 3VM |  |  | 1 |  | 27
757 | Siemens | MCCB | SENTRON 3VM moulded case circuit breakers - MCCB: SENTRON 3VM | 3VM11 36kA 25 3 Pole | Frame Size: 3VM11 | Breaking Capacity 415VAC, 50/60Hz: 36kA | Rated Current In (A): 25 | Version: 3 Pole |  |  | Not stocked | 3VM1125-4ED32-0AA0 |  | 21990 |  | SENTRON 3VM |  |  | 1 |  | 27
758 | Siemens | MCCB | SENTRON 3VM moulded case circuit breakers - MCCB: SENTRON 3VM | 3VM11 36kA 25 4 Pole | Frame Size: 3VM11 | Breaking Capacity 415VAC, 50/60Hz: 36kA | Rated Current In (A): 25 | Version: 4 Pole |  |  | Not stocked | 3VM1125-4GD42-0AA0 |  | 30440 |  | SENTRON 3VM |  |  | 1 |  | 27
759 | Siemens | MCCB | SENTRON 3VM moulded case circuit breakers - MCCB: SENTRON 3VM | 3VM11 36kA 32 3 Pole | Frame Size: 3VM11 | Breaking Capacity 415VAC, 50/60Hz: 36kA | Rated Current In (A): 32 | Version: 3 Pole |  |  | Not stocked | 3VM1132-4ED32-0AA0 |  | 21990 |  | SENTRON 3VM |  |  | 1 |  | 27
760 | Siemens | MCCB | SENTRON 3VM moulded case circuit breakers - MCCB: SENTRON 3VM | 3VM11 36kA 32 4 Pole | Frame Size: 3VM11 | Breaking Capacity 415VAC, 50/60Hz: 36kA | Rated Current In (A): 32 | Version: 4 Pole |  |  | Not stocked | 3VM1132-4GD42-0AA0 |  | 30440 |  | SENTRON 3VM |  |  | 1 |  | 27
761 | Siemens | MCCB | SENTRON 3VM moulded case circuit breakers - MCCB: SENTRON 3VM | 3VM11 36kA 40 3 Pole | Frame Size: 3VM11 | Breaking Capacity 415VAC, 50/60Hz: 36kA | Rated Current In (A): 40 | Version: 3 Pole |  |  | Not stocked | 3VM1140-4ED32-0AA0 |  | 21990 |  | SENTRON 3VM |  |  | 1 |  | 27
762 | Siemens | MCCB | SENTRON 3VM moulded case circuit breakers - MCCB: SENTRON 3VM | 3VM11 36kA 40 4 Pole | Frame Size: 3VM11 | Breaking Capacity 415VAC, 50/60Hz: 36kA | Rated Current In (A): 40 | Version: 4 Pole |  |  | Not stocked | 3VM1140-4GD42-0AA0 |  | 30440 |  | SENTRON 3VM |  |  | 1 |  | 27
763 | Siemens | MCCB | SENTRON 3VM moulded case circuit breakers - MCCB: SENTRON 3VM | 3VM11 36kA 50 3 Pole | Frame Size: 3VM11 | Breaking Capacity 415VAC, 50/60Hz: 36kA | Rated Current In (A): 50 | Version: 3 Pole |  |  | Not stocked | 3VM1150-4ED32-0AA0 |  | 21990 |  | SENTRON 3VM |  |  | 1 |  | 27
764 | Siemens | MCCB | SENTRON 3VM moulded case circuit breakers - MCCB: SENTRON 3VM | 3VM11 36kA 50 4 Pole | Frame Size: 3VM11 | Breaking Capacity 415VAC, 50/60Hz: 36kA | Rated Current In (A): 50 | Version: 4 Pole |  |  | Not stocked | 3VM1150-4GD42-0AA0 |  | 30440 |  | SENTRON 3VM |  |  | 1 |  | 27
765 | Siemens | MCCB | SENTRON 3VM moulded case circuit breakers - MCCB: SENTRON 3VM | 3VM11 36kA 63 3 Pole | Frame Size: 3VM11 | Breaking Capacity 415VAC, 50/60Hz: 36kA | Rated Current In (A): 63 | Version: 3 Pole |  |  | Not stocked | 3VM1163-4ED32-0AA0 |  | 21990 |  | SENTRON 3VM |  |  | 1 |  | 27
766 | Siemens | MCCB | SENTRON 3VM moulded case circuit breakers - MCCB: SENTRON 3VM | 3VM11 36kA 63 4 Pole | Frame Size: 3VM11 | Breaking Capacity 415VAC, 50/60Hz: 36kA | Rated Current In (A): 63 | Version: 4 Pole |  |  | Not stocked | 3VM1163-4GD42-0AA0 |  | 30440 |  | SENTRON 3VM |  |  | 1 |  | 27
767 | Siemens | MCCB | SENTRON 3VM moulded case circuit breakers - MCCB: SENTRON 3VM | 3VM11 36kA 80 3 Pole | Frame Size: 3VM11 | Breaking Capacity 415VAC, 50/60Hz: 36kA | Rated Current In (A): 80 | Version: 3 Pole |  |  | Not stocked | 3VM1180-4ED32-0AA0 |  | 23100 |  | SENTRON 3VM |  |  | 1 |  | 27
768 | Siemens | MCCB | SENTRON 3VM moulded case circuit breakers - MCCB: SENTRON 3VM | 3VM11 36kA 80 4 Pole | Frame Size: 3VM11 | Breaking Capacity 415VAC, 50/60Hz: 36kA | Rated Current In (A): 80 | Version: 4 Pole |  |  | Not stocked | 3VM1180-4GD42-0AA0 |  | 33385 |  | SENTRON 3VM |  |  | 1 |  | 27
769 | Siemens | MCCB | SENTRON 3VM moulded case circuit breakers - MCCB: SENTRON 3VM | 3VM11 36kA 100 3 Pole | Frame Size: 3VM11 | Breaking Capacity 415VAC, 50/60Hz: 36kA | Rated Current In (A): 100 | Version: 3 Pole |  |  | Not stocked | 3VM1110-4ED32-0AA0 |  | 26800 |  | SENTRON 3VM |  |  | 1 |  | 27
770 | Siemens | MCCB | SENTRON 3VM moulded case circuit breakers - MCCB: SENTRON 3VM | 3VM11 36kA 100 4 Pole | Frame Size: 3VM11 | Breaking Capacity 415VAC, 50/60Hz: 36kA | Rated Current In (A): 100 | Version: 4 Pole |  |  | Not stocked | 3VM1110-4GD42-0AA0 |  | 38585 |  | SENTRON 3VM |  |  | 1 |  | 27
771 | Siemens | MCCB | SENTRON 3VM moulded case circuit breakers - MCCB: SENTRON 3VM | 3VM11 36kA 125 3 Pole | Frame Size: 3VM11 | Breaking Capacity 415VAC, 50/60Hz: 36kA | Rated Current In (A): 125 | Version: 3 Pole |  |  | Not stocked | 3VM1112-4ED32-0AA0 |  | 47045 |  | SENTRON 3VM |  |  | 1 |  | 27
772 | Siemens | MCCB | SENTRON 3VM moulded case circuit breakers - MCCB: SENTRON 3VM | 3VM11 36kA 125 4 Pole | Frame Size: 3VM11 | Breaking Capacity 415VAC, 50/60Hz: 36kA | Rated Current In (A): 125 | Version: 4 Pole |  |  | Not stocked | 3VM1112-4GD42-0AA0 |  | 61165 |  | SENTRON 3VM |  |  | 1 |  | 27
773 | Siemens | MCCB | SENTRON 3VM moulded case circuit breakers - MCCB: SENTRON 3VM | 3VM11 36kA 160 3 Pole | Frame Size: 3VM11 | Breaking Capacity 415VAC, 50/60Hz: 36kA | Rated Current In (A): 160 | Version: 3 Pole |  |  | Not stocked | 3VM1116-4ED32-0AA0 |  | 51970 |  | SENTRON 3VM |  |  | 1 |  | 27
774 | Siemens | MCCB | SENTRON 3VM moulded case circuit breakers - MCCB: SENTRON 3VM | 3VM11 36kA 160 4 Pole | Frame Size: 3VM11 | Breaking Capacity 415VAC, 50/60Hz: 36kA | Rated Current In (A): 160 | Version: 4 Pole |  |  | Not stocked | 3VM1116-4GD42-0AA0 |  | 67585 |  | SENTRON 3VM |  |  | 1 |  | 27
775 | Siemens | MCCB | SENTRON 3VM moulded case circuit breakers - MCCB: SENTRON 3VM | 3VM12 36kA 200 3 Pole | Frame Size: 3VM12 | Breaking Capacity 415VAC, 50/60Hz: 36kA | Rated Current In (A): 200 | Version: 3 Pole |  |  | Not stocked | 3VM1220-4ED32-0AA0 |  | 55835 |  | SENTRON 3VM |  |  | 1 |  | 27
776 | Siemens | MCCB | SENTRON 3VM moulded case circuit breakers - MCCB: SENTRON 3VM | 3VM12 36kA 200 4 Pole | Frame Size: 3VM12 | Breaking Capacity 415VAC, 50/60Hz: 36kA | Rated Current In (A): 200 | Version: 4 Pole |  |  | Not stocked | 3VM1220-4GD42-0AA0 |  | 69115 |  | SENTRON 3VM |  |  | 1 |  | 27
777 | Siemens | MCCB | SENTRON 3VM moulded case circuit breakers - MCCB: SENTRON 3VM | 3VM12 36kA 250 3 Pole | Frame Size: 3VM12 | Breaking Capacity 415VAC, 50/60Hz: 36kA | Rated Current In (A): 250 | Version: 3 Pole |  |  | Not stocked | 3VM1225-4ED32-0AA0 |  | 74475 |  | SENTRON 3VM |  |  | 1 |  | 27
778 | Siemens | MCCB | SENTRON 3VM moulded case circuit breakers - MCCB: SENTRON 3VM | 3VM12 36kA 250 4 Pole | Frame Size: 3VM12 | Breaking Capacity 415VAC, 50/60Hz: 36kA | Rated Current In (A): 250 | Version: 4 Pole |  |  | Not stocked | 3VM1225-4GD42-0AA0 |  | 87750 |  | SENTRON 3VM |  |  | 1 |  | 27
779 | Siemens | MCCB | SENTRON 3VM moulded case circuit breakers - MCCB: SENTRON 3VM | 3VM13 36kA 320 3 Pole | Frame Size: 3VM13 | Breaking Capacity 415VAC, 50/60Hz: 36kA | Rated Current In (A): 320 | Version: 3 Pole |  |  | Not stocked | 3VM1332-4ED32-0AA0 |  | 104615 |  | SENTRON 3VM |  |  | 1 |  | 27
780 | Siemens | MCCB | SENTRON 3VM moulded case circuit breakers - MCCB: SENTRON 3VM | 3VM13 36kA 320 4 Pole | Frame Size: 3VM13 | Breaking Capacity 415VAC, 50/60Hz: 36kA | Rated Current In (A): 320 | Version: 4 Pole |  |  | Not stocked | 3VM1332-4GD42-0AA0 |  | 135440 |  | SENTRON 3VM |  |  | 1 |  | 27
781 | Siemens | MCCB | SENTRON 3VM moulded case circuit breakers - MCCB: SENTRON 3VM | 3VM13 36kA 400 3 Pole | Frame Size: 3VM13 | Breaking Capacity 415VAC, 50/60Hz: 36kA | Rated Current In (A): 400 | Version: 3 Pole |  |  | Not stocked | 3VM1340-4ED32-0AA0 |  | 104615 |  | SENTRON 3VM |  |  | 1 |  | 27
782 | Siemens | MCCB | SENTRON 3VM moulded case circuit breakers - MCCB: SENTRON 3VM | 3VM13 36kA 400 4 Pole | Frame Size: 3VM13 | Breaking Capacity 415VAC, 50/60Hz: 36kA | Rated Current In (A): 400 | Version: 4 Pole |  |  | Not stocked | 3VM1340-4GD42-0AA0 |  | 135440 |  | SENTRON 3VM |  |  | 1 |  | 27
783 | Siemens | MCCB | SENTRON 3VM moulded case circuit breakers - MCCB: SENTRON 3VM | 3VM14 36kA 500 3 Pole | Frame Size: 3VM14 | Breaking Capacity 415VAC, 50/60Hz: 36kA | Rated Current In (A): 500 | Version: 3 Pole |  |  | Not stocked | 3VM1450-4ED32-0AA0 |  | 135025 |  | SENTRON 3VM |  |  | 1 |  | 27
784 | Siemens | MCCB | SENTRON 3VM moulded case circuit breakers - MCCB: SENTRON 3VM | 3VM14 36kA 500 4 Pole | Frame Size: 3VM14 | Breaking Capacity 415VAC, 50/60Hz: 36kA | Rated Current In (A): 500 | Version: 4 Pole |  |  | Not stocked | 3VM1450-4GD42-0AA0 |  | 174910 |  | SENTRON 3VM |  |  | 1 |  | 27
785 | Siemens | MCCB | SENTRON 3VM moulded case circuit breakers - MCCB: SENTRON 3VM | 3VM14 36kA 630 3 Pole | Frame Size: 3VM14 | Breaking Capacity 415VAC, 50/60Hz: 36kA | Rated Current In (A): 630 | Version: 3 Pole |  |  | Not stocked | 3VM1463-4ED32-0AA0 |  | 135025 |  | SENTRON 3VM |  |  | 1 |  | 27
786 | Siemens | MCCB | SENTRON 3VM moulded case circuit breakers - MCCB: SENTRON 3VM | 3VM14 36kA 630 4 Pole | Frame Size: 3VM14 | Breaking Capacity 415VAC, 50/60Hz: 36kA | Rated Current In (A): 630 | Version: 4 Pole |  |  | Not stocked | 3VM1463-4GD42-0AA0 |  | 174910 |  | SENTRON 3VM |  |  | 1 |  | 27
787 | Siemens | MCCB | SENTRON 3VM moulded case circuit breakers - SENTRON 3VM, Thermal Magnetic Trip Unit, Fixed Thermal Fixed Magnetic (FTFM), 415VAC, 50Hz (Contd.) | 3VM11 55kA 16 3 Pole | Frame Size: 3VM11 | Breaking Capacity 415VAC, 50/60Hz: 55kA | Rated Current In (A): 16 | Version: 3 Pole |  |  | Not stocked | 3VM1196-5ED32-0AA0 |  | 25280 |  | SENTRON 3VM |  |  | 1 |  | 28
788 | Siemens | MCCB | SENTRON 3VM moulded case circuit breakers - SENTRON 3VM, Thermal Magnetic Trip Unit, Fixed Thermal Fixed Magnetic (FTFM), 415VAC, 50Hz (Contd.) | 3VM11 55kA 16 4 Pole | Frame Size: 3VM11 | Breaking Capacity 415VAC, 50/60Hz: 55kA | Rated Current In (A): 16 | Version: 4 Pole |  |  | Not stocked | 3VM1196-5GD42-0AA0 |  | 32795 |  | SENTRON 3VM |  |  | 1 |  | 28
789 | Siemens | MCCB | SENTRON 3VM moulded case circuit breakers - SENTRON 3VM, Thermal Magnetic Trip Unit, Fixed Thermal Fixed Magnetic (FTFM), 415VAC, 50Hz (Contd.) | 3VM11 55kA 20 3 Pole | Frame Size: 3VM11 | Breaking Capacity 415VAC, 50/60Hz: 55kA | Rated Current In (A): 20 | Version: 3 Pole |  |  | Not stocked | 3VM1120-5ED32-0AA0 |  | 25280 |  | SENTRON 3VM |  |  | 1 |  | 28
790 | Siemens | MCCB | SENTRON 3VM moulded case circuit breakers - SENTRON 3VM, Thermal Magnetic Trip Unit, Fixed Thermal Fixed Magnetic (FTFM), 415VAC, 50Hz (Contd.) | 3VM11 55kA 20 4 Pole | Frame Size: 3VM11 | Breaking Capacity 415VAC, 50/60Hz: 55kA | Rated Current In (A): 20 | Version: 4 Pole |  |  | Not stocked | 3VM1120-5GD42-0AA0 |  | 32795 |  | SENTRON 3VM |  |  | 1 |  | 28
791 | Siemens | MCCB | SENTRON 3VM moulded case circuit breakers - SENTRON 3VM, Thermal Magnetic Trip Unit, Fixed Thermal Fixed Magnetic (FTFM), 415VAC, 50Hz (Contd.) | 3VM11 55kA 25 3 Pole | Frame Size: 3VM11 | Breaking Capacity 415VAC, 50/60Hz: 55kA | Rated Current In (A): 25 | Version: 3 Pole |  |  | Not stocked | 3VM1125-5ED32-0AA0 |  | 25280 |  | SENTRON 3VM |  |  | 1 |  | 28
792 | Siemens | MCCB | SENTRON 3VM moulded case circuit breakers - SENTRON 3VM, Thermal Magnetic Trip Unit, Fixed Thermal Fixed Magnetic (FTFM), 415VAC, 50Hz (Contd.) | 3VM11 55kA 25 4 Pole | Frame Size: 3VM11 | Breaking Capacity 415VAC, 50/60Hz: 55kA | Rated Current In (A): 25 | Version: 4 Pole |  |  | Not stocked | 3VM1125-5GD42-0AA0 |  | 32795 |  | SENTRON 3VM |  |  | 1 |  | 28
793 | Siemens | MCCB | SENTRON 3VM moulded case circuit breakers - SENTRON 3VM, Thermal Magnetic Trip Unit, Fixed Thermal Fixed Magnetic (FTFM), 415VAC, 50Hz (Contd.) | 3VM11 55kA 32 3 Pole | Frame Size: 3VM11 | Breaking Capacity 415VAC, 50/60Hz: 55kA | Rated Current In (A): 32 | Version: 3 Pole |  |  | Not stocked | 3VM1132-5ED32-0AA0 |  | 25280 |  | SENTRON 3VM |  |  | 1 |  | 28
794 | Siemens | MCCB | SENTRON 3VM moulded case circuit breakers - SENTRON 3VM, Thermal Magnetic Trip Unit, Fixed Thermal Fixed Magnetic (FTFM), 415VAC, 50Hz (Contd.) | 3VM11 55kA 32 4 Pole | Frame Size: 3VM11 | Breaking Capacity 415VAC, 50/60Hz: 55kA | Rated Current In (A): 32 | Version: 4 Pole |  |  | Not stocked | 3VM1132-5GD42-0AA0 |  | 32795 |  | SENTRON 3VM |  |  | 1 |  | 28
795 | Siemens | MCCB | SENTRON 3VM moulded case circuit breakers - SENTRON 3VM, Thermal Magnetic Trip Unit, Fixed Thermal Fixed Magnetic (FTFM), 415VAC, 50Hz (Contd.) | 3VM11 55kA 40 3 Pole | Frame Size: 3VM11 | Breaking Capacity 415VAC, 50/60Hz: 55kA | Rated Current In (A): 40 | Version: 3 Pole |  |  | Not stocked | 3VM1140-5ED32-0AA0 |  | 25280 |  | SENTRON 3VM |  |  | 1 |  | 28
796 | Siemens | MCCB | SENTRON 3VM moulded case circuit breakers - SENTRON 3VM, Thermal Magnetic Trip Unit, Fixed Thermal Fixed Magnetic (FTFM), 415VAC, 50Hz (Contd.) | 3VM11 55kA 40 4 Pole | Frame Size: 3VM11 | Breaking Capacity 415VAC, 50/60Hz: 55kA | Rated Current In (A): 40 | Version: 4 Pole |  |  | Not stocked | 3VM1140-5GD42-0AA0 |  | 32795 |  | SENTRON 3VM |  |  | 1 |  | 28
797 | Siemens | MCCB | SENTRON 3VM moulded case circuit breakers - SENTRON 3VM, Thermal Magnetic Trip Unit, Fixed Thermal Fixed Magnetic (FTFM), 415VAC, 50Hz (Contd.) | 3VM11 55kA 50 3 Pole | Frame Size: 3VM11 | Breaking Capacity 415VAC, 50/60Hz: 55kA | Rated Current In (A): 50 | Version: 3 Pole |  |  | Not stocked | 3VM1150-5ED32-0AA0 |  | 25280 |  | SENTRON 3VM |  |  | 1 |  | 28
798 | Siemens | MCCB | SENTRON 3VM moulded case circuit breakers - SENTRON 3VM, Thermal Magnetic Trip Unit, Fixed Thermal Fixed Magnetic (FTFM), 415VAC, 50Hz (Contd.) | 3VM11 55kA 50 4 Pole | Frame Size: 3VM11 | Breaking Capacity 415VAC, 50/60Hz: 55kA | Rated Current In (A): 50 | Version: 4 Pole |  |  | Not stocked | 3VM1150-5GD42-0AA0 |  | 32795 |  | SENTRON 3VM |  |  | 1 |  | 28
799 | Siemens | MCCB | SENTRON 3VM moulded case circuit breakers - SENTRON 3VM, Thermal Magnetic Trip Unit, Fixed Thermal Fixed Magnetic (FTFM), 415VAC, 50Hz (Contd.) | 3VM11 55kA 63 3 Pole | Frame Size: 3VM11 | Breaking Capacity 415VAC, 50/60Hz: 55kA | Rated Current In (A): 63 | Version: 3 Pole |  |  | Not stocked | 3VM1163-5ED32-0AA0 |  | 25280 |  | SENTRON 3VM |  |  | 1 |  | 28
800 | Siemens | MCCB | SENTRON 3VM moulded case circuit breakers - SENTRON 3VM, Thermal Magnetic Trip Unit, Fixed Thermal Fixed Magnetic (FTFM), 415VAC, 50Hz (Contd.) | 3VM11 55kA 63 4 Pole | Frame Size: 3VM11 | Breaking Capacity 415VAC, 50/60Hz: 55kA | Rated Current In (A): 63 | Version: 4 Pole |  |  | Not stocked | 3VM1163-5GD42-0AA0 |  | 32795 |  | SENTRON 3VM |  |  | 1 |  | 28
801 | Siemens | MCCB | SENTRON 3VM moulded case circuit breakers - SENTRON 3VM, Thermal Magnetic Trip Unit, Fixed Thermal Fixed Magnetic (FTFM), 415VAC, 50Hz (Contd.) | 3VM11 55kA 80 3 Pole | Frame Size: 3VM11 | Breaking Capacity 415VAC, 50/60Hz: 55kA | Rated Current In (A): 80 | Version: 3 Pole |  |  | Not stocked | 3VM1180-5ED32-0AA0 |  | 27695 |  | SENTRON 3VM |  |  | 1 |  | 28
802 | Siemens | MCCB | SENTRON 3VM moulded case circuit breakers - SENTRON 3VM, Thermal Magnetic Trip Unit, Fixed Thermal Fixed Magnetic (FTFM), 415VAC, 50Hz (Contd.) | 3VM11 55kA 80 4 Pole | Frame Size: 3VM11 | Breaking Capacity 415VAC, 50/60Hz: 55kA | Rated Current In (A): 80 | Version: 4 Pole |  |  | Not stocked | 3VM1180-5GD42-0AA0 |  | 36005 |  | SENTRON 3VM |  |  | 1 |  | 28
803 | Siemens | MCCB | SENTRON 3VM moulded case circuit breakers - SENTRON 3VM, Thermal Magnetic Trip Unit, Fixed Thermal Fixed Magnetic (FTFM), 415VAC, 50Hz (Contd.) | 3VM11 55kA 100 3 Pole | Frame Size: 3VM11 | Breaking Capacity 415VAC, 50/60Hz: 55kA | Rated Current In (A): 100 | Version: 3 Pole |  |  | Not stocked | 3VM1110-5ED32-0AA0 |  | 32085 |  | SENTRON 3VM |  |  | 1 |  | 28
804 | Siemens | MCCB | SENTRON 3VM moulded case circuit breakers - SENTRON 3VM, Thermal Magnetic Trip Unit, Fixed Thermal Fixed Magnetic (FTFM), 415VAC, 50Hz (Contd.) | 3VM11 55kA 100 4 Pole | Frame Size: 3VM11 | Breaking Capacity 415VAC, 50/60Hz: 55kA | Rated Current In (A): 100 | Version: 4 Pole |  |  | Not stocked | 3VM1110-5GD42-0AA0 |  | 41650 |  | SENTRON 3VM |  |  | 1 |  | 28
805 | Siemens | MCCB | SENTRON 3VM moulded case circuit breakers - SENTRON 3VM, Thermal Magnetic Trip Unit, Fixed Thermal Fixed Magnetic (FTFM), 415VAC, 50Hz (Contd.) | 3VM11 55kA 125 3 Pole | Frame Size: 3VM11 | Breaking Capacity 415VAC, 50/60Hz: 55kA | Rated Current In (A): 125 | Version: 3 Pole |  |  | Not stocked | 3VM1112-5ED32-0AA0 |  | 51710 |  | SENTRON 3VM |  |  | 1 |  | 28
806 | Siemens | MCCB | SENTRON 3VM moulded case circuit breakers - SENTRON 3VM, Thermal Magnetic Trip Unit, Fixed Thermal Fixed Magnetic (FTFM), 415VAC, 50Hz (Contd.) | 3VM11 55kA 125 4 Pole | Frame Size: 3VM11 | Breaking Capacity 415VAC, 50/60Hz: 55kA | Rated Current In (A): 125 | Version: 4 Pole |  |  | Not stocked | 3VM1112-5GD42-0AA0 |  | 67215 |  | SENTRON 3VM |  |  | 1 |  | 28
807 | Siemens | MCCB | SENTRON 3VM moulded case circuit breakers - SENTRON 3VM, Thermal Magnetic Trip Unit, Fixed Thermal Fixed Magnetic (FTFM), 415VAC, 50Hz (Contd.) | 3VM11 55kA 160 3 Pole | Frame Size: 3VM11 | Breaking Capacity 415VAC, 50/60Hz: 55kA | Rated Current In (A): 160 | Version: 3 Pole |  |  | Not stocked | 3VM1116-5ED32-0AA0 |  | 57120 |  | SENTRON 3VM |  |  | 1 |  | 28
808 | Siemens | MCCB | SENTRON 3VM moulded case circuit breakers - SENTRON 3VM, Thermal Magnetic Trip Unit, Fixed Thermal Fixed Magnetic (FTFM), 415VAC, 50Hz (Contd.) | 3VM11 55kA 160 4 Pole | Frame Size: 3VM11 | Breaking Capacity 415VAC, 50/60Hz: 55kA | Rated Current In (A): 160 | Version: 4 Pole |  |  | Not stocked | 3VM1116-5GD42-0AA0 |  | 74320 |  | SENTRON 3VM |  |  | 1 |  | 28
809 | Siemens | MCCB | SENTRON 3VM moulded case circuit breakers - SENTRON 3VM, Thermal Magnetic Trip Unit, Fixed Thermal Fixed Magnetic (FTFM), 415VAC, 50Hz (Contd.) | 3VM12 55kA 200 3 Pole | Frame Size: 3VM12 | Breaking Capacity 415VAC, 50/60Hz: 55kA | Rated Current In (A): 200 | Version: 3 Pole |  |  | Not stocked | 3VM1220-5ED32-0AA0 |  | 61790 |  | SENTRON 3VM |  |  | 1 |  | 28
810 | Siemens | MCCB | SENTRON 3VM moulded case circuit breakers - SENTRON 3VM, Thermal Magnetic Trip Unit, Fixed Thermal Fixed Magnetic (FTFM), 415VAC, 50Hz (Contd.) | 3VM12 55kA 200 4 Pole | Frame Size: 3VM12 | Breaking Capacity 415VAC, 50/60Hz: 55kA | Rated Current In (A): 200 | Version: 4 Pole |  |  | Not stocked | 3VM1220-5GD42-0AA0 |  | 78295 |  | SENTRON 3VM |  |  | 1 |  | 28
811 | Siemens | MCCB | SENTRON 3VM moulded case circuit breakers - SENTRON 3VM, Thermal Magnetic Trip Unit, Fixed Thermal Fixed Magnetic (FTFM), 415VAC, 50Hz (Contd.) | 3VM12 55kA 250 3 Pole | Frame Size: 3VM12 | Breaking Capacity 415VAC, 50/60Hz: 55kA | Rated Current In (A): 250 | Version: 3 Pole |  |  | Not stocked | 3VM1225-5ED32-0AA0 |  | 80430 |  | SENTRON 3VM |  |  | 1 |  | 28
812 | Siemens | MCCB | SENTRON 3VM moulded case circuit breakers - SENTRON 3VM, Thermal Magnetic Trip Unit, Fixed Thermal Fixed Magnetic (FTFM), 415VAC, 50Hz (Contd.) | 3VM12 55kA 250 4 Pole | Frame Size: 3VM12 | Breaking Capacity 415VAC, 50/60Hz: 55kA | Rated Current In (A): 250 | Version: 4 Pole |  |  | Not stocked | 3VM1225-5GD42-0AA0 |  | 96940 |  | SENTRON 3VM |  |  | 1 |  | 28
813 | Siemens | MCCB | SENTRON 3VM moulded case circuit breakers - SENTRON 3VM, Thermal Magnetic Trip Unit, Fixed Thermal Fixed Magnetic (FTFM), 415VAC, 50Hz (Contd.) | 3VM13 55kA 320 3 Pole | Frame Size: 3VM13 | Breaking Capacity 415VAC, 50/60Hz: 55kA | Rated Current In (A): 320 | Version: 3 Pole |  |  | Not stocked | 3VM1332-5ED32-0AA0 |  | 119290 |  | SENTRON 3VM |  |  | 1 |  | 28
814 | Siemens | MCCB | SENTRON 3VM moulded case circuit breakers - SENTRON 3VM, Thermal Magnetic Trip Unit, Fixed Thermal Fixed Magnetic (FTFM), 415VAC, 50Hz (Contd.) | 3VM13 55kA 320 4 Pole | Frame Size: 3VM13 | Breaking Capacity 415VAC, 50/60Hz: 55kA | Rated Current In (A): 320 | Version: 4 Pole |  |  | Not stocked | 3VM1332-5GD42-0AA0 |  | 149430 |  | SENTRON 3VM |  |  | 1 |  | 28
815 | Siemens | MCCB | SENTRON 3VM moulded case circuit breakers - SENTRON 3VM, Thermal Magnetic Trip Unit, Fixed Thermal Fixed Magnetic (FTFM), 415VAC, 50Hz (Contd.) | 3VM13 55kA 400 3 Pole | Frame Size: 3VM13 | Breaking Capacity 415VAC, 50/60Hz: 55kA | Rated Current In (A): 400 | Version: 3 Pole |  |  | Not stocked | 3VM1340-5ED32-0AA0 |  | 119290 |  | SENTRON 3VM |  |  | 1 |  | 28
816 | Siemens | MCCB | SENTRON 3VM moulded case circuit breakers - SENTRON 3VM, Thermal Magnetic Trip Unit, Fixed Thermal Fixed Magnetic (FTFM), 415VAC, 50Hz (Contd.) | 3VM13 55kA 400 4 Pole | Frame Size: 3VM13 | Breaking Capacity 415VAC, 50/60Hz: 55kA | Rated Current In (A): 400 | Version: 4 Pole |  |  | Not stocked | 3VM1340-5GD42-0AA0 |  | 149430 |  | SENTRON 3VM |  |  | 1 |  | 28
817 | Siemens | MCCB | SENTRON 3VM moulded case circuit breakers - SENTRON 3VM, Thermal Magnetic Trip Unit, Fixed Thermal Fixed Magnetic (FTFM), 415VAC, 50Hz (Contd.) | 3VM14 55kA 500 3 Pole | Frame Size: 3VM14 | Breaking Capacity 415VAC, 50/60Hz: 55kA | Rated Current In (A): 500 | Version: 3 Pole |  |  | Not stocked | 3VM1450-5ED32-0AA0 |  | 154285 |  | SENTRON 3VM |  |  | 1 |  | 28
818 | Siemens | MCCB | SENTRON 3VM moulded case circuit breakers - SENTRON 3VM, Thermal Magnetic Trip Unit, Fixed Thermal Fixed Magnetic (FTFM), 415VAC, 50Hz (Contd.) | 3VM14 55kA 500 4 Pole | Frame Size: 3VM14 | Breaking Capacity 415VAC, 50/60Hz: 55kA | Rated Current In (A): 500 | Version: 4 Pole |  |  | Not stocked | 3VM1450-5GD42-0AA0 |  | 192740 |  | SENTRON 3VM |  |  | 1 |  | 28
819 | Siemens | MCCB | SENTRON 3VM moulded case circuit breakers - SENTRON 3VM, Thermal Magnetic Trip Unit, Fixed Thermal Fixed Magnetic (FTFM), 415VAC, 50Hz (Contd.) | 3VM14 55kA 630 3 Pole | Frame Size: 3VM14 | Breaking Capacity 415VAC, 50/60Hz: 55kA | Rated Current In (A): 630 | Version: 3 Pole |  |  | Not stocked | 3VM1463-5ED32-0AA0 |  | 154285 |  | SENTRON 3VM |  |  | 1 |  | 28
820 | Siemens | MCCB | SENTRON 3VM moulded case circuit breakers - SENTRON 3VM, Thermal Magnetic Trip Unit, Fixed Thermal Fixed Magnetic (FTFM), 415VAC, 50Hz (Contd.) | 3VM14 55kA 630 4 Pole | Frame Size: 3VM14 | Breaking Capacity 415VAC, 50/60Hz: 55kA | Rated Current In (A): 630 | Version: 4 Pole |  |  | Not stocked | 3VM1463-5GD42-0AA0 |  | 192740 |  | SENTRON 3VM |  |  | 1 |  | 28
821 | Siemens | MCCB | SENTRON 3VM moulded case circuit breakers - SENTRON 3VM, Thermal Magnetic Trip Unit, Adj. Thermal Fixed Magnetic (ATFM), 415VAC, 50Hz | 3VM11 25kA 16 3 Pole | Frame Size: 3VM11 | Breaking Capacity 415VAC, 50/60Hz: 25kA | Rated Current In (A): 16 | Version: 3 Pole |  |  | Not stocked | 3VM1196-3EE32-0AA0 |  | 24765 |  | SENTRON 3VM |  |  | 1 |  | 29
822 | Siemens | MCCB | SENTRON 3VM moulded case circuit breakers - SENTRON 3VM, Thermal Magnetic Trip Unit, Adj. Thermal Fixed Magnetic (ATFM), 415VAC, 50Hz | 3VM11 25kA 16 4 Pole | Frame Size: 3VM11 | Breaking Capacity 415VAC, 50/60Hz: 25kA | Rated Current In (A): 16 | Version: 4 Pole |  |  | Not stocked | 3VM1196-3GE42-0AA0 |  | 37310 |  | SENTRON 3VM |  |  | 1 |  | 29
823 | Siemens | MCCB | SENTRON 3VM moulded case circuit breakers - SENTRON 3VM, Thermal Magnetic Trip Unit, Adj. Thermal Fixed Magnetic (ATFM), 415VAC, 50Hz | 3VM11 25kA 20 3 Pole | Frame Size: 3VM11 | Breaking Capacity 415VAC, 50/60Hz: 25kA | Rated Current In (A): 20 | Version: 3 Pole |  |  | Not stocked | 3VM1120-3EE32-0AA0 |  | 24765 |  | SENTRON 3VM |  |  | 1 |  | 29
824 | Siemens | MCCB | SENTRON 3VM moulded case circuit breakers - SENTRON 3VM, Thermal Magnetic Trip Unit, Adj. Thermal Fixed Magnetic (ATFM), 415VAC, 50Hz | 3VM11 25kA 20 4 Pole | Frame Size: 3VM11 | Breaking Capacity 415VAC, 50/60Hz: 25kA | Rated Current In (A): 20 | Version: 4 Pole |  |  | Not stocked | 3VM1120-3GE42-0AA0 |  | 37310 |  | SENTRON 3VM |  |  | 1 |  | 29
825 | Siemens | MCCB | SENTRON 3VM moulded case circuit breakers - SENTRON 3VM, Thermal Magnetic Trip Unit, Adj. Thermal Fixed Magnetic (ATFM), 415VAC, 50Hz | 3VM11 25kA 25 3 Pole | Frame Size: 3VM11 | Breaking Capacity 415VAC, 50/60Hz: 25kA | Rated Current In (A): 25 | Version: 3 Pole |  |  | Not stocked | 3VM1125-3EE32-0AA0 |  | 24765 |  | SENTRON 3VM |  |  | 1 |  | 29
826 | Siemens | MCCB | SENTRON 3VM moulded case circuit breakers - SENTRON 3VM, Thermal Magnetic Trip Unit, Adj. Thermal Fixed Magnetic (ATFM), 415VAC, 50Hz | 3VM11 25kA 25 4 Pole | Frame Size: 3VM11 | Breaking Capacity 415VAC, 50/60Hz: 25kA | Rated Current In (A): 25 | Version: 4 Pole |  |  | Not stocked | 3VM1125-3GE42-0AA0 |  | 37310 |  | SENTRON 3VM |  |  | 1 |  | 29
827 | Siemens | MCCB | SENTRON 3VM moulded case circuit breakers - SENTRON 3VM, Thermal Magnetic Trip Unit, Adj. Thermal Fixed Magnetic (ATFM), 415VAC, 50Hz | 3VM11 25kA 32 3 Pole | Frame Size: 3VM11 | Breaking Capacity 415VAC, 50/60Hz: 25kA | Rated Current In (A): 32 | Version: 3 Pole |  |  | Not stocked | 3VM1132-3EE32-0AA0 |  | 24765 |  | SENTRON 3VM |  |  | 1 |  | 29
828 | Siemens | MCCB | SENTRON 3VM moulded case circuit breakers - SENTRON 3VM, Thermal Magnetic Trip Unit, Adj. Thermal Fixed Magnetic (ATFM), 415VAC, 50Hz | 3VM11 25kA 32 4 Pole | Frame Size: 3VM11 | Breaking Capacity 415VAC, 50/60Hz: 25kA | Rated Current In (A): 32 | Version: 4 Pole |  |  | Not stocked | 3VM1132-3GE42-0AA0 |  | 37310 |  | SENTRON 3VM |  |  | 1 |  | 29
829 | Siemens | MCCB | SENTRON 3VM moulded case circuit breakers - SENTRON 3VM, Thermal Magnetic Trip Unit, Adj. Thermal Fixed Magnetic (ATFM), 415VAC, 50Hz | 3VM11 25kA 40 3 Pole | Frame Size: 3VM11 | Breaking Capacity 415VAC, 50/60Hz: 25kA | Rated Current In (A): 40 | Version: 3 Pole |  |  | Not stocked | 3VM1140-3EE32-0AA0 |  | 24765 |  | SENTRON 3VM |  |  | 1 |  | 29
830 | Siemens | MCCB | SENTRON 3VM moulded case circuit breakers - SENTRON 3VM, Thermal Magnetic Trip Unit, Adj. Thermal Fixed Magnetic (ATFM), 415VAC, 50Hz | 3VM11 25kA 40 4 Pole | Frame Size: 3VM11 | Breaking Capacity 415VAC, 50/60Hz: 25kA | Rated Current In (A): 40 | Version: 4 Pole |  |  | Not stocked | 3VM1140-3GE42-0AA0 |  | 37310 |  | SENTRON 3VM |  |  | 1 |  | 29
831 | Siemens | MCCB | SENTRON 3VM moulded case circuit breakers - SENTRON 3VM, Thermal Magnetic Trip Unit, Adj. Thermal Fixed Magnetic (ATFM), 415VAC, 50Hz | 3VM11 25kA 50 3 Pole | Frame Size: 3VM11 | Breaking Capacity 415VAC, 50/60Hz: 25kA | Rated Current In (A): 50 | Version: 3 Pole |  |  | Not stocked | 3VM1150-3EE32-0AA0 |  | 24765 |  | SENTRON 3VM |  |  | 1 |  | 29
832 | Siemens | MCCB | SENTRON 3VM moulded case circuit breakers - SENTRON 3VM, Thermal Magnetic Trip Unit, Adj. Thermal Fixed Magnetic (ATFM), 415VAC, 50Hz | 3VM11 25kA 50 4 Pole | Frame Size: 3VM11 | Breaking Capacity 415VAC, 50/60Hz: 25kA | Rated Current In (A): 50 | Version: 4 Pole |  |  | Not stocked | 3VM1150-3GE42-0AA0 |  | 37310 |  | SENTRON 3VM |  |  | 1 |  | 29
833 | Siemens | MCCB | SENTRON 3VM moulded case circuit breakers - SENTRON 3VM, Thermal Magnetic Trip Unit, Adj. Thermal Fixed Magnetic (ATFM), 415VAC, 50Hz | 3VM11 25kA 63 3 Pole | Frame Size: 3VM11 | Breaking Capacity 415VAC, 50/60Hz: 25kA | Rated Current In (A): 63 | Version: 3 Pole |  |  | Not stocked | 3VM1163-3EE32-0AA0 |  | 24765 |  | SENTRON 3VM |  |  | 1 |  | 29
834 | Siemens | MCCB | SENTRON 3VM moulded case circuit breakers - SENTRON 3VM, Thermal Magnetic Trip Unit, Adj. Thermal Fixed Magnetic (ATFM), 415VAC, 50Hz | 3VM11 25kA 63 4 Pole | Frame Size: 3VM11 | Breaking Capacity 415VAC, 50/60Hz: 25kA | Rated Current In (A): 63 | Version: 4 Pole |  |  | Not stocked | 3VM1163-3GE42-0AA0 |  | 37310 |  | SENTRON 3VM |  |  | 1 |  | 29
835 | Siemens | MCCB | SENTRON 3VM moulded case circuit breakers - SENTRON 3VM, Thermal Magnetic Trip Unit, Adj. Thermal Fixed Magnetic (ATFM), 415VAC, 50Hz | 3VM11 25kA 80 3 Pole | Frame Size: 3VM11 | Breaking Capacity 415VAC, 50/60Hz: 25kA | Rated Current In (A): 80 | Version: 3 Pole |  |  | Not stocked | 3VM1180-3EE32-0AA0 |  | 24765 |  | SENTRON 3VM |  |  | 1 |  | 29
836 | Siemens | MCCB | SENTRON 3VM moulded case circuit breakers - SENTRON 3VM, Thermal Magnetic Trip Unit, Adj. Thermal Fixed Magnetic (ATFM), 415VAC, 50Hz | 3VM11 25kA 80 4 Pole | Frame Size: 3VM11 | Breaking Capacity 415VAC, 50/60Hz: 25kA | Rated Current In (A): 80 | Version: 4 Pole |  |  | Not stocked | 3VM1180-3GE42-0AA0 |  | 37310 |  | SENTRON 3VM |  |  | 1 |  | 29
837 | Siemens | MCCB | SENTRON 3VM moulded case circuit breakers - SENTRON 3VM, Thermal Magnetic Trip Unit, Adj. Thermal Fixed Magnetic (ATFM), 415VAC, 50Hz | 3VM11 25kA 100 3 Pole | Frame Size: 3VM11 | Breaking Capacity 415VAC, 50/60Hz: 25kA | Rated Current In (A): 100 | Version: 3 Pole |  |  | Not stocked | 3VM1110-3EE32-0AA0 |  | 24765 |  | SENTRON 3VM |  |  | 1 |  | 29
838 | Siemens | MCCB | SENTRON 3VM moulded case circuit breakers - SENTRON 3VM, Thermal Magnetic Trip Unit, Adj. Thermal Fixed Magnetic (ATFM), 415VAC, 50Hz | 3VM11 25kA 100 4 Pole | Frame Size: 3VM11 | Breaking Capacity 415VAC, 50/60Hz: 25kA | Rated Current In (A): 100 | Version: 4 Pole |  |  | Not stocked | 3VM1110-3GE42-0AA0 |  | 37310 |  | SENTRON 3VM |  |  | 1 |  | 29
839 | Siemens | MCCB | SENTRON 3VM moulded case circuit breakers - SENTRON 3VM, Thermal Magnetic Trip Unit, Adj. Thermal Fixed Magnetic (ATFM), 415VAC, 50Hz | 3VM11 25kA 125 3 Pole | Frame Size: 3VM11 | Breaking Capacity 415VAC, 50/60Hz: 25kA | Rated Current In (A): 125 | Version: 3 Pole |  |  | Not stocked | 3VM1112-3EE32-0AA0 |  | 31950 |  | SENTRON 3VM |  |  | 1 |  | 29
840 | Siemens | MCCB | SENTRON 3VM moulded case circuit breakers - SENTRON 3VM, Thermal Magnetic Trip Unit, Adj. Thermal Fixed Magnetic (ATFM), 415VAC, 50Hz | 3VM11 25kA 125 4 Pole | Frame Size: 3VM11 | Breaking Capacity 415VAC, 50/60Hz: 25kA | Rated Current In (A): 125 | Version: 4 Pole |  |  | Not stocked | 3VM1112-3GE42-0AA0 |  | 43730 |  | SENTRON 3VM |  |  | 1 |  | 29
841 | Siemens | MCCB | SENTRON 3VM moulded case circuit breakers - SENTRON 3VM, Thermal Magnetic Trip Unit, Adj. Thermal Fixed Magnetic (ATFM), 415VAC, 50Hz | 3VM11 25kA 160 3 Pole | Frame Size: 3VM11 | Breaking Capacity 415VAC, 50/60Hz: 25kA | Rated Current In (A): 160 | Version: 3 Pole |  |  | Not stocked | 3VM1116-3EE32-0AA0 |  | 43965 |  | SENTRON 3VM |  |  | 1 |  | 29
842 | Siemens | MCCB | SENTRON 3VM moulded case circuit breakers - SENTRON 3VM, Thermal Magnetic Trip Unit, Adj. Thermal Fixed Magnetic (ATFM), 415VAC, 50Hz | 3VM11 25kA 160 4 Pole | Frame Size: 3VM11 | Breaking Capacity 415VAC, 50/60Hz: 25kA | Rated Current In (A): 160 | Version: 4 Pole |  |  | Not stocked | 3VM1116-3GE42-0AA0 |  | 55965 |  | SENTRON 3VM |  |  | 1 |  | 29
843 | Siemens | MCCB | SENTRON 3VM moulded case circuit breakers - SENTRON 3VM, Thermal Magnetic Trip Unit, Adj. Thermal Fixed Magnetic (ATFM), 415VAC, 50Hz | 3VM11 36kA 16 3 Pole | Frame Size: 3VM11 | Breaking Capacity 415VAC, 50/60Hz: 36kA | Rated Current In (A): 16 | Version: 3 Pole |  |  | Not stocked | 3VM1196-4EE32-0AA0 |  | 32030 |  | SENTRON 3VM |  |  | 1 |  | 29
844 | Siemens | MCCB | SENTRON 3VM moulded case circuit breakers - SENTRON 3VM, Thermal Magnetic Trip Unit, Adj. Thermal Fixed Magnetic (ATFM), 415VAC, 50Hz | 3VM11 36kA 16 4 Pole | Frame Size: 3VM11 | Breaking Capacity 415VAC, 50/60Hz: 36kA | Rated Current In (A): 16 | Version: 4 Pole |  |  | Not stocked | 3VM1196-4GE42-0AA0 |  | 41910 |  | SENTRON 3VM |  |  | 1 |  | 29
845 | Siemens | MCCB | SENTRON 3VM moulded case circuit breakers - SENTRON 3VM, Thermal Magnetic Trip Unit, Adj. Thermal Fixed Magnetic (ATFM), 415VAC, 50Hz | 3VM11 36kA 20 3 Pole | Frame Size: 3VM11 | Breaking Capacity 415VAC, 50/60Hz: 36kA | Rated Current In (A): 20 | Version: 3 Pole |  |  | Not stocked | 3VM1120-4EE32-0AA0 |  | 32030 |  | SENTRON 3VM |  |  | 1 |  | 29
846 | Siemens | MCCB | SENTRON 3VM moulded case circuit breakers - SENTRON 3VM, Thermal Magnetic Trip Unit, Adj. Thermal Fixed Magnetic (ATFM), 415VAC, 50Hz | 3VM11 36kA 20 4 Pole | Frame Size: 3VM11 | Breaking Capacity 415VAC, 50/60Hz: 36kA | Rated Current In (A): 20 | Version: 4 Pole |  |  | Not stocked | 3VM1120-4GE42-0AA0 |  | 41910 |  | SENTRON 3VM |  |  | 1 |  | 29
847 | Siemens | MCCB | SENTRON 3VM moulded case circuit breakers - SENTRON 3VM, Thermal Magnetic Trip Unit, Adj. Thermal Fixed Magnetic (ATFM), 415VAC, 50Hz | 3VM11 36kA 25 3 Pole | Frame Size: 3VM11 | Breaking Capacity 415VAC, 50/60Hz: 36kA | Rated Current In (A): 25 | Version: 3 Pole |  |  | Not stocked | 3VM1125-4EE32-0AA0 |  | 32030 |  | SENTRON 3VM |  |  | 1 |  | 29
848 | Siemens | MCCB | SENTRON 3VM moulded case circuit breakers - SENTRON 3VM, Thermal Magnetic Trip Unit, Adj. Thermal Fixed Magnetic (ATFM), 415VAC, 50Hz | 3VM11 36kA 25 4 Pole | Frame Size: 3VM11 | Breaking Capacity 415VAC, 50/60Hz: 36kA | Rated Current In (A): 25 | Version: 4 Pole |  |  | Not stocked | 3VM1125-4GE42-0AA0 |  | 41910 |  | SENTRON 3VM |  |  | 1 |  | 29
849 | Siemens | MCCB | SENTRON 3VM moulded case circuit breakers - SENTRON 3VM, Thermal Magnetic Trip Unit, Adj. Thermal Fixed Magnetic (ATFM), 415VAC, 50Hz | 3VM11 36kA 32 3 Pole | Frame Size: 3VM11 | Breaking Capacity 415VAC, 50/60Hz: 36kA | Rated Current In (A): 32 | Version: 3 Pole |  |  | Not stocked | 3VM1132-4EE32-0AA0 |  | 32030 |  | SENTRON 3VM |  |  | 1 |  | 29
850 | Siemens | MCCB | SENTRON 3VM moulded case circuit breakers - SENTRON 3VM, Thermal Magnetic Trip Unit, Adj. Thermal Fixed Magnetic (ATFM), 415VAC, 50Hz | 3VM11 36kA 32 4 Pole | Frame Size: 3VM11 | Breaking Capacity 415VAC, 50/60Hz: 36kA | Rated Current In (A): 32 | Version: 4 Pole |  |  | Not stocked | 3VM1132-4GE42-0AA0 |  | 41910 |  | SENTRON 3VM |  |  | 1 |  | 29
851 | Siemens | MCCB | SENTRON 3VM moulded case circuit breakers - SENTRON 3VM, Thermal Magnetic Trip Unit, Adj. Thermal Fixed Magnetic (ATFM), 415VAC, 50Hz | 3VM11 36kA 40 3 Pole | Frame Size: 3VM11 | Breaking Capacity 415VAC, 50/60Hz: 36kA | Rated Current In (A): 40 | Version: 3 Pole |  |  | Not stocked | 3VM1140-4EE32-0AA0 |  | 32030 |  | SENTRON 3VM |  |  | 1 |  | 29
852 | Siemens | MCCB | SENTRON 3VM moulded case circuit breakers - SENTRON 3VM, Thermal Magnetic Trip Unit, Adj. Thermal Fixed Magnetic (ATFM), 415VAC, 50Hz | 3VM11 36kA 40 4 Pole | Frame Size: 3VM11 | Breaking Capacity 415VAC, 50/60Hz: 36kA | Rated Current In (A): 40 | Version: 4 Pole |  |  | Not stocked | 3VM1140-4GE42-0AA0 |  | 41910 |  | SENTRON 3VM |  |  | 1 |  | 29
853 | Siemens | MCCB | SENTRON 3VM moulded case circuit breakers - SENTRON 3VM, Thermal Magnetic Trip Unit, Adj. Thermal Fixed Magnetic (ATFM), 415VAC, 50Hz | 3VM11 36kA 50 3 Pole | Frame Size: 3VM11 | Breaking Capacity 415VAC, 50/60Hz: 36kA | Rated Current In (A): 50 | Version: 3 Pole |  |  | Not stocked | 3VM1150-4EE32-0AA0 |  | 32030 |  | SENTRON 3VM |  |  | 1 |  | 29
854 | Siemens | MCCB | SENTRON 3VM moulded case circuit breakers - SENTRON 3VM, Thermal Magnetic Trip Unit, Adj. Thermal Fixed Magnetic (ATFM), 415VAC, 50Hz | 3VM11 36kA 50 4 Pole | Frame Size: 3VM11 | Breaking Capacity 415VAC, 50/60Hz: 36kA | Rated Current In (A): 50 | Version: 4 Pole |  |  | Not stocked | 3VM1150-4GE42-0AA0 |  | 41910 |  | SENTRON 3VM |  |  | 1 |  | 29
855 | Siemens | MCCB | SENTRON 3VM moulded case circuit breakers - SENTRON 3VM, Thermal Magnetic Trip Unit, Adj. Thermal Fixed Magnetic (ATFM), 415VAC, 50Hz | 3VM11 36kA 63 3 Pole | Frame Size: 3VM11 | Breaking Capacity 415VAC, 50/60Hz: 36kA | Rated Current In (A): 63 | Version: 3 Pole |  |  | Not stocked | 3VM1163-4EE32-0AA0 |  | 32030 |  | SENTRON 3VM |  |  | 1 |  | 29
856 | Siemens | MCCB | SENTRON 3VM moulded case circuit breakers - SENTRON 3VM, Thermal Magnetic Trip Unit, Adj. Thermal Fixed Magnetic (ATFM), 415VAC, 50Hz | 3VM11 36kA 63 4 Pole | Frame Size: 3VM11 | Breaking Capacity 415VAC, 50/60Hz: 36kA | Rated Current In (A): 63 | Version: 4 Pole |  |  | Not stocked | 3VM1163-4GE42-0AA0 |  | 41910 |  | SENTRON 3VM |  |  | 1 |  | 29
857 | Siemens | MCCB | SENTRON 3VM moulded case circuit breakers - SENTRON 3VM, Thermal Magnetic Trip Unit, Adj. Thermal Fixed Magnetic (ATFM), 415VAC, 50Hz | 3VM11 36kA 80 3 Pole | Frame Size: 3VM11 | Breaking Capacity 415VAC, 50/60Hz: 36kA | Rated Current In (A): 80 | Version: 3 Pole |  |  | Not stocked | 3VM1180-4EE32-0AA0 |  | 32030 |  | SENTRON 3VM |  |  | 1 |  | 29
858 | Siemens | MCCB | SENTRON 3VM moulded case circuit breakers - SENTRON 3VM, Thermal Magnetic Trip Unit, Adj. Thermal Fixed Magnetic (ATFM), 415VAC, 50Hz | 3VM11 36kA 80 4 Pole | Frame Size: 3VM11 | Breaking Capacity 415VAC, 50/60Hz: 36kA | Rated Current In (A): 80 | Version: 4 Pole |  |  | Not stocked | 3VM1180-4GE42-0AA0 |  | 41910 |  | SENTRON 3VM |  |  | 1 |  | 29
859 | Siemens | MCCB | SENTRON 3VM moulded case circuit breakers - SENTRON 3VM, Thermal Magnetic Trip Unit, Adj. Thermal Fixed Magnetic (ATFM), 415VAC, 50Hz | 3VM11 36kA 100 3 Pole | Frame Size: 3VM11 | Breaking Capacity 415VAC, 50/60Hz: 36kA | Rated Current In (A): 100 | Version: 3 Pole |  |  | Not stocked | 3VM1110-4EE32-0AA0 |  | 32030 |  | SENTRON 3VM |  |  | 1 |  | 29
860 | Siemens | MCCB | SENTRON 3VM moulded case circuit breakers - SENTRON 3VM, Thermal Magnetic Trip Unit, Adj. Thermal Fixed Magnetic (ATFM), 415VAC, 50Hz | 3VM11 36kA 100 4 Pole | Frame Size: 3VM11 | Breaking Capacity 415VAC, 50/60Hz: 36kA | Rated Current In (A): 100 | Version: 4 Pole |  |  | Not stocked | 3VM1110-4GE42-0AA0 |  | 41910 |  | SENTRON 3VM |  |  | 1 |  | 29
861 | Siemens | MCCB | SENTRON 3VM moulded case circuit breakers - SENTRON 3VM, Thermal Magnetic Trip Unit, Adj. Thermal Fixed Magnetic (ATFM), 415VAC, 50Hz | 3VM11 36kA 125 3 Pole | Frame Size: 3VM11 | Breaking Capacity 415VAC, 50/60Hz: 36kA | Rated Current In (A): 125 | Version: 3 Pole |  |  | Not stocked | 3VM1112-4EE32-0AA0 |  | 49290 |  | SENTRON 3VM |  |  | 1 |  | 29
862 | Siemens | MCCB | SENTRON 3VM moulded case circuit breakers - SENTRON 3VM, Thermal Magnetic Trip Unit, Adj. Thermal Fixed Magnetic (ATFM), 415VAC, 50Hz | 3VM11 36kA 125 4 Pole | Frame Size: 3VM11 | Breaking Capacity 415VAC, 50/60Hz: 36kA | Rated Current In (A): 125 | Version: 4 Pole |  |  | Not stocked | 3VM1112-4GE42-0AA0 |  | 62765 |  | SENTRON 3VM |  |  | 1 |  | 29
863 | Siemens | MCCB | SENTRON 3VM moulded case circuit breakers - SENTRON 3VM, Thermal Magnetic Trip Unit, Adj. Thermal Fixed Magnetic (ATFM), 415VAC, 50Hz | 3VM11 36kA 160 3 Pole | Frame Size: 3VM11 | Breaking Capacity 415VAC, 50/60Hz: 36kA | Rated Current In (A): 160 | Version: 3 Pole |  |  | Not stocked | 3VM1116-4EE32-0AA0 |  | 53400 |  | SENTRON 3VM |  |  | 1 |  | 29
864 | Siemens | MCCB | SENTRON 3VM moulded case circuit breakers - SENTRON 3VM, Thermal Magnetic Trip Unit, Adj. Thermal Fixed Magnetic (ATFM), 415VAC, 50Hz | 3VM11 36kA 160 4 Pole | Frame Size: 3VM11 | Breaking Capacity 415VAC, 50/60Hz: 36kA | Rated Current In (A): 160 | Version: 4 Pole |  |  | Not stocked | 3VM1116-4GE42-0AA0 |  | 69330 |  | SENTRON 3VM |  |  | 1 |  | 29
865 | Siemens | MCCB | SENTRON 3VM moulded case circuit breakers - SENTRON 3VM, Thermal Magnetic Trip Unit, Adj. Thermal Fixed Magnetic (ATFM), 415VAC, 50Hz | 3VM12 36kA 200 3 Pole | Frame Size: 3VM12 | Breaking Capacity 415VAC, 50/60Hz: 36kA | Rated Current In (A): 200 | Version: 3 Pole |  |  | Not stocked | 3VM1220-4EE32-0AA0 |  | 77245 |  | SENTRON 3VM |  |  | 1 |  | 29
866 | Siemens | MCCB | SENTRON 3VM moulded case circuit breakers - SENTRON 3VM, Thermal Magnetic Trip Unit, Adj. Thermal Fixed Magnetic (ATFM), 415VAC, 50Hz | 3VM12 36kA 200 4 Pole | Frame Size: 3VM12 | Breaking Capacity 415VAC, 50/60Hz: 36kA | Rated Current In (A): 200 | Version: 4 Pole |  |  | Not stocked | 3VM1220-4GE42-0AA0 |  | 90150 |  | SENTRON 3VM |  |  | 1 |  | 29
867 | Siemens | MCCB | SENTRON 3VM moulded case circuit breakers - SENTRON 3VM, Thermal Magnetic Trip Unit, Adj. Thermal Fixed Magnetic (ATFM), 415VAC, 50Hz | 3VM12 36kA 250 3 Pole | Frame Size: 3VM12 | Breaking Capacity 415VAC, 50/60Hz: 36kA | Rated Current In (A): 250 | Version: 3 Pole |  |  | Not stocked | 3VM1225-4EE32-0AA0 |  | 77245 |  | SENTRON 3VM |  |  | 1 |  | 29
868 | Siemens | MCCB | SENTRON 3VM moulded case circuit breakers - SENTRON 3VM, Thermal Magnetic Trip Unit, Adj. Thermal Fixed Magnetic (ATFM), 415VAC, 50Hz | 3VM12 36kA 250 4 Pole | Frame Size: 3VM12 | Breaking Capacity 415VAC, 50/60Hz: 36kA | Rated Current In (A): 250 | Version: 4 Pole |  |  | Not stocked | 3VM1225-4GE42-0AA0 |  | 90150 |  | SENTRON 3VM |  |  | 1 |  | 29
869 | Siemens | MCCB | SENTRON 3VM moulded case circuit breakers - SENTRON 3VM, Thermal Magnetic Trip Unit, Adj. Thermal Fixed Magnetic (ATFM), 415VAC, 50Hz | 3VM13 36kA 320 3 Pole | Frame Size: 3VM13 | Breaking Capacity 415VAC, 50/60Hz: 36kA | Rated Current In (A): 320 | Version: 3 Pole |  |  | Not stocked | 3VM1332-4EE32-0AA0 |  | 104615 |  | SENTRON 3VM |  |  | 1 |  | 29
870 | Siemens | MCCB | SENTRON 3VM moulded case circuit breakers - SENTRON 3VM, Thermal Magnetic Trip Unit, Adj. Thermal Fixed Magnetic (ATFM), 415VAC, 50Hz | 3VM13 36kA 320 4 Pole | Frame Size: 3VM13 | Breaking Capacity 415VAC, 50/60Hz: 36kA | Rated Current In (A): 320 | Version: 4 Pole |  |  | Not stocked | 3VM1332-4GE42-0AA0 |  | 135440 |  | SENTRON 3VM |  |  | 1 |  | 29
871 | Siemens | MCCB | SENTRON 3VM moulded case circuit breakers - SENTRON 3VM, Thermal Magnetic Trip Unit, Adj. Thermal Fixed Magnetic (ATFM), 415VAC, 50Hz | 3VM13 36kA 400 3 Pole | Frame Size: 3VM13 | Breaking Capacity 415VAC, 50/60Hz: 36kA | Rated Current In (A): 400 | Version: 3 Pole |  |  | Not stocked | 3VM1340-4EE32-0AA0 |  | 104615 |  | SENTRON 3VM |  |  | 1 |  | 29
872 | Siemens | MCCB | SENTRON 3VM moulded case circuit breakers - SENTRON 3VM, Thermal Magnetic Trip Unit, Adj. Thermal Fixed Magnetic (ATFM), 415VAC, 50Hz | 3VM13 36kA 400 4 Pole | Frame Size: 3VM13 | Breaking Capacity 415VAC, 50/60Hz: 36kA | Rated Current In (A): 400 | Version: 4 Pole |  |  | Not stocked | 3VM1340-4GE42-0AA0 |  | 135440 |  | SENTRON 3VM |  |  | 1 |  | 29
873 | Siemens | MCCB | SENTRON 3VM moulded case circuit breakers - SENTRON 3VM, Thermal Magnetic Trip Unit, Adj. Thermal Fixed Magnetic (ATFM), 415VAC, 50Hz | 3VM14 36kA 500 3 Pole | Frame Size: 3VM14 | Breaking Capacity 415VAC, 50/60Hz: 36kA | Rated Current In (A): 500 | Version: 3 Pole |  |  | Not stocked | 3VM1450-4EE32-0AA0 |  | 135025 |  | SENTRON 3VM |  |  | 1 |  | 29
874 | Siemens | MCCB | SENTRON 3VM moulded case circuit breakers - SENTRON 3VM, Thermal Magnetic Trip Unit, Adj. Thermal Fixed Magnetic (ATFM), 415VAC, 50Hz | 3VM14 36kA 500 4 Pole | Frame Size: 3VM14 | Breaking Capacity 415VAC, 50/60Hz: 36kA | Rated Current In (A): 500 | Version: 4 Pole |  |  | Not stocked | 3VM1450-4GE42-0AA0 |  | 174910 |  | SENTRON 3VM |  |  | 1 |  | 29
875 | Siemens | MCCB | SENTRON 3VM moulded case circuit breakers - SENTRON 3VM, Thermal Magnetic Trip Unit, Adj. Thermal Fixed Magnetic (ATFM), 415VAC, 50Hz | 3VM14 36kA 630 3 Pole | Frame Size: 3VM14 | Breaking Capacity 415VAC, 50/60Hz: 36kA | Rated Current In (A): 630 | Version: 3 Pole |  |  | Not stocked | 3VM1463-4EE32-0AA0 |  | 135025 |  | SENTRON 3VM |  |  | 1 |  | 29
876 | Siemens | MCCB | SENTRON 3VM moulded case circuit breakers - SENTRON 3VM, Thermal Magnetic Trip Unit, Adj. Thermal Fixed Magnetic (ATFM), 415VAC, 50Hz | 3VM14 36kA 630 4 Pole | Frame Size: 3VM14 | Breaking Capacity 415VAC, 50/60Hz: 36kA | Rated Current In (A): 630 | Version: 4 Pole |  |  | Not stocked | 3VM1463-4GE42-0AA0 |  | 174910 |  | SENTRON 3VM |  |  | 1 |  | 29
877 | Siemens | MCCB | SENTRON 3VM moulded case circuit breakers - SENTRON 3VM, Thermal Magnetic Trip Unit, Adj. Thermal Fixed Magnetic (ATFM), 415VAC, 50Hz | 3VM11 55kA 16 3 Pole | Frame Size: 3VM11 | Breaking Capacity 415VAC, 50/60Hz: 55kA | Rated Current In (A): 16 | Version: 3 Pole |  |  | Not stocked | 3VM1196-5EE32-0AA0 |  | 36490 |  | SENTRON 3VM |  |  | 1 |  | 29
878 | Siemens | MCCB | SENTRON 3VM moulded case circuit breakers - SENTRON 3VM, Thermal Magnetic Trip Unit, Adj. Thermal Fixed Magnetic (ATFM), 415VAC, 50Hz | 3VM11 55kA 16 4 Pole | Frame Size: 3VM11 | Breaking Capacity 415VAC, 50/60Hz: 55kA | Rated Current In (A): 16 | Version: 4 Pole |  |  | Not stocked | 3VM1196-5GE42-0AA0 |  | 46105 |  | SENTRON 3VM |  |  | 1 |  | 29
879 | Siemens | MCCB | SENTRON 3VM moulded case circuit breakers - SENTRON 3VM, Thermal Magnetic Trip Unit, Adj. Thermal Fixed Magnetic (ATFM), 415VAC, 50Hz | 3VM11 55kA 20 3 Pole | Frame Size: 3VM11 | Breaking Capacity 415VAC, 50/60Hz: 55kA | Rated Current In (A): 20 | Version: 3 Pole |  |  | Not stocked | 3VM1120-5EE32-0AA0 |  | 36490 |  | SENTRON 3VM |  |  | 1 |  | 29
880 | Siemens | MCCB | SENTRON 3VM moulded case circuit breakers - SENTRON 3VM, Thermal Magnetic Trip Unit, Adj. Thermal Fixed Magnetic (ATFM), 415VAC, 50Hz | 3VM11 55kA 20 4 Pole | Frame Size: 3VM11 | Breaking Capacity 415VAC, 50/60Hz: 55kA | Rated Current In (A): 20 | Version: 4 Pole |  |  | Not stocked | 3VM1120-5GE42-0AA0 |  | 46105 |  | SENTRON 3VM |  |  | 1 |  | 29
881 | Siemens | MCCB | SENTRON 3VM moulded case circuit breakers - SENTRON 3VM, Thermal Magnetic Trip Unit, Adj. Thermal Fixed Magnetic (ATFM), 415VAC, 50Hz | 3VM11 55kA 25 3 Pole | Frame Size: 3VM11 | Breaking Capacity 415VAC, 50/60Hz: 55kA | Rated Current In (A): 25 | Version: 3 Pole |  |  | Not stocked | 3VM1125-5EE32-0AA0 |  | 36490 |  | SENTRON 3VM |  |  | 1 |  | 29
882 | Siemens | MCCB | SENTRON 3VM moulded case circuit breakers - SENTRON 3VM, Thermal Magnetic Trip Unit, Adj. Thermal Fixed Magnetic (ATFM), 415VAC, 50Hz | 3VM11 55kA 25 4 Pole | Frame Size: 3VM11 | Breaking Capacity 415VAC, 50/60Hz: 55kA | Rated Current In (A): 25 | Version: 4 Pole |  |  | Not stocked | 3VM1125-5GE42-0AA0 |  | 46105 |  | SENTRON 3VM |  |  | 1 |  | 29
883 | Siemens | MCCB | SENTRON 3VM moulded case circuit breakers - SENTRON 3VM, Thermal Magnetic Trip Unit, Adj. Thermal Fixed Magnetic (ATFM), 415VAC, 50Hz | 3VM11 55kA 32 3 Pole | Frame Size: 3VM11 | Breaking Capacity 415VAC, 50/60Hz: 55kA | Rated Current In (A): 32 | Version: 3 Pole |  |  | Not stocked | 3VM1132-5EE32-0AA0 |  | 36490 |  | SENTRON 3VM |  |  | 1 |  | 29
884 | Siemens | MCCB | SENTRON 3VM moulded case circuit breakers - SENTRON 3VM, Thermal Magnetic Trip Unit, Adj. Thermal Fixed Magnetic (ATFM), 415VAC, 50Hz | 3VM11 55kA 32 4 Pole | Frame Size: 3VM11 | Breaking Capacity 415VAC, 50/60Hz: 55kA | Rated Current In (A): 32 | Version: 4 Pole |  |  | Not stocked | 3VM1132-5GE42-0AA0 |  | 46105 |  | SENTRON 3VM |  |  | 1 |  | 29
885 | Siemens | MCCB | SENTRON 3VM moulded case circuit breakers - SENTRON 3VM, Thermal Magnetic Trip Unit, Adj. Thermal Fixed Magnetic (ATFM), 415VAC, 50Hz | 3VM11 55kA 40 3 Pole | Frame Size: 3VM11 | Breaking Capacity 415VAC, 50/60Hz: 55kA | Rated Current In (A): 40 | Version: 3 Pole |  |  | Not stocked | 3VM1140-5EE32-0AA0 |  | 36490 |  | SENTRON 3VM |  |  | 1 |  | 29
886 | Siemens | MCCB | SENTRON 3VM moulded case circuit breakers - SENTRON 3VM, Thermal Magnetic Trip Unit, Adj. Thermal Fixed Magnetic (ATFM), 415VAC, 50Hz | 3VM11 55kA 40 4 Pole | Frame Size: 3VM11 | Breaking Capacity 415VAC, 50/60Hz: 55kA | Rated Current In (A): 40 | Version: 4 Pole |  |  | Not stocked | 3VM1140-5GE42-0AA0 |  | 46105 |  | SENTRON 3VM |  |  | 1 |  | 29
887 | Siemens | MCCB | SENTRON 3VM moulded case circuit breakers - SENTRON 3VM, Thermal Magnetic Trip Unit, Adj. Thermal Fixed Magnetic (ATFM), 415VAC, 50Hz | 3VM11 55kA 50 3 Pole | Frame Size: 3VM11 | Breaking Capacity 415VAC, 50/60Hz: 55kA | Rated Current In (A): 50 | Version: 3 Pole |  |  | Not stocked | 3VM1150-5EE32-0AA0 |  | 36490 |  | SENTRON 3VM |  |  | 1 |  | 29
888 | Siemens | MCCB | SENTRON 3VM moulded case circuit breakers - SENTRON 3VM, Thermal Magnetic Trip Unit, Adj. Thermal Fixed Magnetic (ATFM), 415VAC, 50Hz | 3VM11 55kA 50 4 Pole | Frame Size: 3VM11 | Breaking Capacity 415VAC, 50/60Hz: 55kA | Rated Current In (A): 50 | Version: 4 Pole |  |  | Not stocked | 3VM1150-5GE42-0AA0 |  | 46105 |  | SENTRON 3VM |  |  | 1 |  | 29
889 | Siemens | MCCB | SENTRON 3VM moulded case circuit breakers - SENTRON 3VM, Thermal Magnetic Trip Unit, Adj. Thermal Fixed Magnetic (ATFM), 415VAC, 50Hz | 3VM11 55kA 63 3 Pole | Frame Size: 3VM11 | Breaking Capacity 415VAC, 50/60Hz: 55kA | Rated Current In (A): 63 | Version: 3 Pole |  |  | Not stocked | 3VM1163-5EE32-0AA0 |  | 36490 |  | SENTRON 3VM |  |  | 1 |  | 29
890 | Siemens | MCCB | SENTRON 3VM moulded case circuit breakers - SENTRON 3VM, Thermal Magnetic Trip Unit, Adj. Thermal Fixed Magnetic (ATFM), 415VAC, 50Hz | 3VM11 55kA 63 4 Pole | Frame Size: 3VM11 | Breaking Capacity 415VAC, 50/60Hz: 55kA | Rated Current In (A): 63 | Version: 4 Pole |  |  | Not stocked | 3VM1163-5GE42-0AA0 |  | 46105 |  | SENTRON 3VM |  |  | 1 |  | 29
891 | Siemens | MCCB | SENTRON 3VM moulded case circuit breakers - SENTRON 3VM, Thermal Magnetic Trip Unit, Adj. Thermal Fixed Magnetic (ATFM), 415VAC, 50Hz | 3VM11 55kA 80 3 Pole | Frame Size: 3VM11 | Breaking Capacity 415VAC, 50/60Hz: 55kA | Rated Current In (A): 80 | Version: 3 Pole |  |  | Not stocked | 3VM1180-5EE32-0AA0 |  | 36490 |  | SENTRON 3VM |  |  | 1 |  | 29
892 | Siemens | MCCB | SENTRON 3VM moulded case circuit breakers - SENTRON 3VM, Thermal Magnetic Trip Unit, Adj. Thermal Fixed Magnetic (ATFM), 415VAC, 50Hz | 3VM11 55kA 80 4 Pole | Frame Size: 3VM11 | Breaking Capacity 415VAC, 50/60Hz: 55kA | Rated Current In (A): 80 | Version: 4 Pole |  |  | Not stocked | 3VM1180-5GE42-0AA0 |  | 46105 |  | SENTRON 3VM |  |  | 1 |  | 29
893 | Siemens | MCCB | SENTRON 3VM moulded case circuit breakers - SENTRON 3VM, Thermal Magnetic Trip Unit, Adj. Thermal Fixed Magnetic (ATFM), 415VAC, 50Hz | 3VM11 55kA 100 3 Pole | Frame Size: 3VM11 | Breaking Capacity 415VAC, 50/60Hz: 55kA | Rated Current In (A): 100 | Version: 3 Pole |  |  | Not stocked | 3VM1110-5EE32-0AA0 |  | 36490 |  | SENTRON 3VM |  |  | 1 |  | 29
894 | Siemens | MCCB | SENTRON 3VM moulded case circuit breakers - SENTRON 3VM, Thermal Magnetic Trip Unit, Adj. Thermal Fixed Magnetic (ATFM), 415VAC, 50Hz | 3VM11 55kA 100 4 Pole | Frame Size: 3VM11 | Breaking Capacity 415VAC, 50/60Hz: 55kA | Rated Current In (A): 100 | Version: 4 Pole |  |  | Not stocked | 3VM1110-5GE42-0AA0 |  | 46105 |  | SENTRON 3VM |  |  | 1 |  | 29
895 | Siemens | MCCB | SENTRON 3VM moulded case circuit breakers - SENTRON 3VM, Thermal Magnetic Trip Unit, Adj. Thermal Fixed Magnetic (ATFM), 415VAC, 50Hz | 3VM11 55kA 125 3 Pole | Frame Size: 3VM11 | Breaking Capacity 415VAC, 50/60Hz: 55kA | Rated Current In (A): 125 | Version: 3 Pole |  |  | Not stocked | 3VM1112-5EE32-0AA0 |  | 57285 |  | SENTRON 3VM |  |  | 1 |  | 29
896 | Siemens | MCCB | SENTRON 3VM moulded case circuit breakers - SENTRON 3VM, Thermal Magnetic Trip Unit, Adj. Thermal Fixed Magnetic (ATFM), 415VAC, 50Hz | 3VM11 55kA 125 4 Pole | Frame Size: 3VM11 | Breaking Capacity 415VAC, 50/60Hz: 55kA | Rated Current In (A): 125 | Version: 4 Pole |  |  | Not stocked | 3VM1112-5GE42-0AA0 |  | 68810 |  | SENTRON 3VM |  |  | 1 |  | 29
897 | Siemens | MCCB | SENTRON 3VM moulded case circuit breakers - SENTRON 3VM, Thermal Magnetic Trip Unit, Adj. Thermal Fixed Magnetic (ATFM), 415VAC, 50Hz | 3VM11 55kA 160 3 Pole | Frame Size: 3VM11 | Breaking Capacity 415VAC, 50/60Hz: 55kA | Rated Current In (A): 160 | Version: 3 Pole |  |  | Not stocked | 3VM1116-5EE32-0AA0 |  | 58730 |  | SENTRON 3VM |  |  | 1 |  | 29
898 | Siemens | MCCB | SENTRON 3VM moulded case circuit breakers - SENTRON 3VM, Thermal Magnetic Trip Unit, Adj. Thermal Fixed Magnetic (ATFM), 415VAC, 50Hz | 3VM11 55kA 160 4 Pole | Frame Size: 3VM11 | Breaking Capacity 415VAC, 50/60Hz: 55kA | Rated Current In (A): 160 | Version: 4 Pole |  |  | Not stocked | 3VM1116-5GE42-0AA0 |  | 75790 |  | SENTRON 3VM |  |  | 1 |  | 29
899 | Siemens | MCCB | SENTRON 3VM moulded case circuit breakers - SENTRON 3VM, Thermal Magnetic Trip Unit, Adj. Thermal Fixed Magnetic (ATFM), 415VAC, 50Hz | 3VM12 55kA 200 3 Pole | Frame Size: 3VM12 | Breaking Capacity 415VAC, 50/60Hz: 55kA | Rated Current In (A): 200 | Version: 3 Pole |  |  | Not stocked | 3VM1220-5EE32-0AA0 |  | 83010 |  | SENTRON 3VM |  |  | 1 |  | 29
900 | Siemens | MCCB | SENTRON 3VM moulded case circuit breakers - SENTRON 3VM, Thermal Magnetic Trip Unit, Adj. Thermal Fixed Magnetic (ATFM), 415VAC, 50Hz | 3VM12 55kA 200 4 Pole | Frame Size: 3VM12 | Breaking Capacity 415VAC, 50/60Hz: 55kA | Rated Current In (A): 200 | Version: 4 Pole |  |  | Not stocked | 3VM1220-5GE42-0AA0 |  | 99045 |  | SENTRON 3VM |  |  | 1 |  | 29
901 | Siemens | MCCB | SENTRON 3VM moulded case circuit breakers - SENTRON 3VM, Thermal Magnetic Trip Unit, Adj. Thermal Fixed Magnetic (ATFM), 415VAC, 50Hz | 3VM12 55kA 250 3 Pole | Frame Size: 3VM12 | Breaking Capacity 415VAC, 50/60Hz: 55kA | Rated Current In (A): 250 | Version: 3 Pole |  |  | Not stocked | 3VM1225-5EE32-0AA0 |  | 83010 |  | SENTRON 3VM |  |  | 1 |  | 29
902 | Siemens | MCCB | SENTRON 3VM moulded case circuit breakers - SENTRON 3VM, Thermal Magnetic Trip Unit, Adj. Thermal Fixed Magnetic (ATFM), 415VAC, 50Hz | 3VM12 55kA 250 4 Pole | Frame Size: 3VM12 | Breaking Capacity 415VAC, 50/60Hz: 55kA | Rated Current In (A): 250 | Version: 4 Pole |  |  | Not stocked | 3VM1225-5GE42-0AA0 |  | 99045 |  | SENTRON 3VM |  |  | 1 |  | 29
903 | Siemens | MCCB | SENTRON 3VM moulded case circuit breakers - SENTRON 3VM, Thermal Magnetic Trip Unit, Adj. Thermal Fixed Magnetic (ATFM), 415VAC, 50Hz | 3VM13 55kA 320 3 Pole | Frame Size: 3VM13 | Breaking Capacity 415VAC, 50/60Hz: 55kA | Rated Current In (A): 320 | Version: 3 Pole |  |  | Not stocked | 3VM1332-5EE32-0AA0 |  | 119290 |  | SENTRON 3VM |  |  | 1 |  | 29
904 | Siemens | MCCB | SENTRON 3VM moulded case circuit breakers - SENTRON 3VM, Thermal Magnetic Trip Unit, Adj. Thermal Fixed Magnetic (ATFM), 415VAC, 50Hz | 3VM13 55kA 320 4 Pole | Frame Size: 3VM13 | Breaking Capacity 415VAC, 50/60Hz: 55kA | Rated Current In (A): 320 | Version: 4 Pole |  |  | Not stocked | 3VM1332-5GE42-0AA0 |  | 149430 |  | SENTRON 3VM |  |  | 1 |  | 29
905 | Siemens | MCCB | SENTRON 3VM moulded case circuit breakers - SENTRON 3VM, Thermal Magnetic Trip Unit, Adj. Thermal Fixed Magnetic (ATFM), 415VAC, 50Hz | 3VM13 55kA 400 3 Pole | Frame Size: 3VM13 | Breaking Capacity 415VAC, 50/60Hz: 55kA | Rated Current In (A): 400 | Version: 3 Pole |  |  | Not stocked | 3VM1340-5EE32-0AA0 |  | 119290 |  | SENTRON 3VM |  |  | 1 |  | 29
906 | Siemens | MCCB | SENTRON 3VM moulded case circuit breakers - SENTRON 3VM, Thermal Magnetic Trip Unit, Adj. Thermal Fixed Magnetic (ATFM), 415VAC, 50Hz | 3VM13 55kA 400 4 Pole | Frame Size: 3VM13 | Breaking Capacity 415VAC, 50/60Hz: 55kA | Rated Current In (A): 400 | Version: 4 Pole |  |  | Not stocked | 3VM1340-5GE42-0AA0 |  | 149430 |  | SENTRON 3VM |  |  | 1 |  | 29
907 | Siemens | MCCB | SENTRON 3VM moulded case circuit breakers - SENTRON 3VM, Thermal Magnetic Trip Unit, Adj. Thermal Fixed Magnetic (ATFM), 415VAC, 50Hz | 3VM14 55kA 500 3 Pole | Frame Size: 3VM14 | Breaking Capacity 415VAC, 50/60Hz: 55kA | Rated Current In (A): 500 | Version: 3 Pole |  |  | Not stocked | 3VM1450-5EE32-0AA0 |  | 154285 |  | SENTRON 3VM |  |  | 1 |  | 29
908 | Siemens | MCCB | SENTRON 3VM moulded case circuit breakers - SENTRON 3VM, Thermal Magnetic Trip Unit, Adj. Thermal Fixed Magnetic (ATFM), 415VAC, 50Hz | 3VM14 55kA 500 4 Pole | Frame Size: 3VM14 | Breaking Capacity 415VAC, 50/60Hz: 55kA | Rated Current In (A): 500 | Version: 4 Pole |  |  | Not stocked | 3VM1450-5GE42-0AA0 |  | 192740 |  | SENTRON 3VM |  |  | 1 |  | 29
909 | Siemens | MCCB | SENTRON 3VM moulded case circuit breakers - SENTRON 3VM, Thermal Magnetic Trip Unit, Adj. Thermal Fixed Magnetic (ATFM), 415VAC, 50Hz | 3VM14 55kA 630 3 Pole | Frame Size: 3VM14 | Breaking Capacity 415VAC, 50/60Hz: 55kA | Rated Current In (A): 630 | Version: 3 Pole |  |  | Not stocked | 3VM1463-5EE32-0AA0 |  | 154285 |  | SENTRON 3VM |  |  | 1 |  | 29
910 | Siemens | MCCB | SENTRON 3VM moulded case circuit breakers - SENTRON 3VM, Thermal Magnetic Trip Unit, Adj. Thermal Fixed Magnetic (ATFM), 415VAC, 50Hz | 3VM14 55kA 630 4 Pole | Frame Size: 3VM14 | Breaking Capacity 415VAC, 50/60Hz: 55kA | Rated Current In (A): 630 | Version: 4 Pole |  |  | Not stocked | 3VM1463-5GE42-0AA0 |  | 192740 |  | SENTRON 3VM |  |  | 1 |  | 29
911 | Siemens | MCCB | SENTRON 3VM moulded case circuit breakers - SENTRON 3VM, Motor Starter Protection, 3pole, Adjustable Mag | 3VM11 8 Breaking Capacity (55kA, 415V, 50/60Hz) | Frame Size: 3VM11 | Rated Current In (A): 8 | Version: Breaking Capacity (55kA, 415V, 50/60Hz) |  |  |  | Not stocked | 3VM1108-5MG32-0AA0 |  | 31780 |  | SENTRON 3VM |  |  | 1 |  | 30
912 | Siemens | MCCB | SENTRON 3VM moulded case circuit breakers - SENTRON 3VM, Motor Starter Protection, 3pole, Adjustable Mag | 3VM11 12.5 Breaking Capacity (55kA, 415V, 50/60Hz) | Frame Size: 3VM11 | Rated Current In (A): 12.5 | Version: Breaking Capacity (55kA, 415V, 50/60Hz) |  |  |  | Not stocked | 3VM1192-5MG32-0AA0 |  | 31780 |  | SENTRON 3VM |  |  | 1 |  | 30
913 | Siemens | MCCB | SENTRON 3VM moulded case circuit breakers - SENTRON 3VM, Motor Starter Protection, 3pole, Adjustable Mag | 3VM11 20 Breaking Capacity (55kA, 415V, 50/60Hz) | Frame Size: 3VM11 | Rated Current In (A): 20 | Version: Breaking Capacity (55kA, 415V, 50/60Hz) |  |  |  | Not stocked | 3VM1120-5MH32-0AA0 |  | 31780 |  | SENTRON 3VM |  |  | 1 |  | 30
914 | Siemens | MCCB | SENTRON 3VM moulded case circuit breakers - SENTRON 3VM, Motor Starter Protection, 3pole, Adjustable Mag | 3VM11 32 Breaking Capacity (55kA, 415V, 50/60Hz) | Frame Size: 3VM11 | Rated Current In (A): 32 | Version: Breaking Capacity (55kA, 415V, 50/60Hz) |  |  |  | Not stocked | 3VM1132-5MH32-0AA0 |  | 37980 |  | SENTRON 3VM |  |  | 1 |  | 30
915 | Siemens | MCCB | SENTRON 3VM moulded case circuit breakers - SENTRON 3VM, Motor Starter Protection, 3pole, Adjustable Mag | 3VM11 40 Breaking Capacity (55kA, 415V, 50/60Hz) | Frame Size: 3VM11 | Rated Current In (A): 40 | Version: Breaking Capacity (55kA, 415V, 50/60Hz) |  |  |  | Not stocked | 3VM1140-5MH32-0AA0 |  | 37980 |  | SENTRON 3VM |  |  | 1 |  | 30
916 | Siemens | MCCB | SENTRON 3VM moulded case circuit breakers - SENTRON 3VM, Motor Starter Protection, 3pole, Adjustable Mag | 3VM11 50 Breaking Capacity (55kA, 415V, 50/60Hz) | Frame Size: 3VM11 | Rated Current In (A): 50 | Version: Breaking Capacity (55kA, 415V, 50/60Hz) |  |  |  | Not stocked | 3VM1150-5MH32-0AA0 |  | 37980 |  | SENTRON 3VM |  |  | 1 |  | 30
917 | Siemens | MCCB | SENTRON 3VM moulded case circuit breakers - SENTRON 3VM, Motor Starter Protection, 3pole, Adjustable Mag | 3VM11 63 Breaking Capacity (55kA, 415V, 50/60Hz) | Frame Size: 3VM11 | Rated Current In (A): 63 | Version: Breaking Capacity (55kA, 415V, 50/60Hz) |  |  |  | Not stocked | 3VM1163-5MH32-0AA0 |  | 37980 |  | SENTRON 3VM |  |  | 1 |  | 30
918 | Siemens | MCCB | SENTRON 3VM moulded case circuit breakers - SENTRON 3VM, Motor Starter Protection, 3pole, Adjustable Mag | 3VM11 80 Breaking Capacity (55kA, 415V, 50/60Hz) | Frame Size: 3VM11 | Rated Current In (A): 80 | Version: Breaking Capacity (55kA, 415V, 50/60Hz) |  |  |  | Not stocked | 3VM1180-5MH32-0AA0 |  | 37980 |  | SENTRON 3VM |  |  | 1 |  | 30
919 | Siemens | MCCB | SENTRON 3VM moulded case circuit breakers - SENTRON 3VM, Motor Starter Protection, 3pole, Adjustable Mag | 3VM11 100 Breaking Capacity (55kA, 415V, 50/60Hz) | Frame Size: 3VM11 | Rated Current In (A): 100 | Version: Breaking Capacity (55kA, 415V, 50/60Hz) |  |  |  | Not stocked | 3VM1110-5MH32-0AA0 |  | 37980 |  | SENTRON 3VM |  |  | 1 |  | 30
920 | Siemens | MCCB | SENTRON 3VM moulded case circuit breakers - SENTRON 3VM, Motor Starter Protection, 3pole, Adjustable Mag | 3VM11 125 Breaking Capacity (55kA, 415V, 50/60Hz) | Frame Size: 3VM11 | Rated Current In (A): 125 | Version: Breaking Capacity (55kA, 415V, 50/60Hz) |  |  |  | Not stocked | 3VM1112-5MH32-0AA0 |  | 56520 |  | SENTRON 3VM |  |  | 1 |  | 30
921 | Siemens | MCCB | SENTRON 3VM moulded case circuit breakers - SENTRON 3VM, Motor Starter Protection, 3pole, Adjustable Mag | 3VM12 160 Breaking Capacity (55kA, 415V, 50/60Hz) | Frame Size: 3VM12 | Rated Current In (A): 160 | Version: Breaking Capacity (55kA, 415V, 50/60Hz) |  |  |  | Not stocked | 3VM1216-5MH32-0AA0 |  | 56520 |  | SENTRON 3VM |  |  | 1 |  | 30
922 | Siemens | MCCB | SENTRON 3VM moulded case circuit breakers - SENTRON 3VM, Motor Starter Protection, 3pole, Adjustable Mag | 3VM12 200 Breaking Capacity (55kA, 415V, 50/60Hz) | Frame Size: 3VM12 | Rated Current In (A): 200 | Version: Breaking Capacity (55kA, 415V, 50/60Hz) |  |  |  | Not stocked | 3VM1220-5MH32-0AA0 |  | 85740 |  | SENTRON 3VM |  |  | 1 |  | 30
923 | Siemens | MCCB | SENTRON 3VM moulded case circuit breakers - SENTRON 3VM, Motor Starter Protection, 3pole, Adjustable Mag | 3VM13 250 Breaking Capacity (55kA, 415V, 50/60Hz) | Frame Size: 3VM13 | Rated Current In (A): 250 | Version: Breaking Capacity (55kA, 415V, 50/60Hz) |  |  |  | Not stocked | 3VM1325-5MH32-0AA0 |  | 93660 |  | SENTRON 3VM |  |  | 1 |  | 30
924 | Siemens | MCCB | SENTRON 3VM moulded case circuit breakers - SENTRON 3VM, Motor Starter Protection, 3pole, Adjustable Mag | 3VM13 320 Breaking Capacity (55kA, 415V, 50/60Hz) | Frame Size: 3VM13 | Rated Current In (A): 320 | Version: Breaking Capacity (55kA, 415V, 50/60Hz) |  |  |  | Not stocked | 3VM1332-5MH32-0AA0 |  | 128515 |  | SENTRON 3VM |  |  | 1 |  | 30
925 | Siemens | MCCB | SENTRON 3VM moulded case circuit breakers - SENTRON 3VM, Motor Starter Protection, 3pole, Adjustable Mag | 3VM14 400 Breaking Capacity (55kA, 415V, 50/60Hz) | Frame Size: 3VM14 | Rated Current In (A): 400 | Version: Breaking Capacity (55kA, 415V, 50/60Hz) |  |  |  | Not stocked | 3VM1440-5MH32-0AA0 |  | 147110 |  | SENTRON 3VM |  |  | 1 |  | 30
926 | Siemens | MCCB | SENTRON 3VM moulded case circuit breakers - SENTRON 3VM, Motor Starter Protection, 3pole, Adjustable Mag | 3VM14 500 Breaking Capacity (55kA, 415V, 50/60Hz) | Frame Size: 3VM14 | Rated Current In (A): 500 | Version: Breaking Capacity (55kA, 415V, 50/60Hz) |  |  |  | Not stocked | 3VM1450-5MH32-0AA0 |  | 169350 |  | SENTRON 3VM |  |  | 1 |  | 30
927 | Siemens | Switch Disconnector | SENTRON 3VM moulded case circuit breakers - Please refer recommended Type-2 coordination chart. SENTRON 3VM, Switch Disconnector (without protection) | 3VM11 63 3pole | Frame Size: 3VM11 | Rated Current In (A): 63 | Version: 3pole |  |  |  | Not stocked | 3VM1163-1AA32-0AA0 |  | 23725 |  | SENTRON 3VM |  |  | 1 |  | 30
928 | Siemens | Switch Disconnector | SENTRON 3VM moulded case circuit breakers - Please refer recommended Type-2 coordination chart. SENTRON 3VM, Switch Disconnector (without protection) | 3VM11 63 4pole | Frame Size: 3VM11 | Rated Current In (A): 63 | Version: 4pole |  |  |  | Not stocked | 3VM1163-1AA42-0AA0 |  | 35040 |  | SENTRON 3VM |  |  | 1 |  | 30
929 | Siemens | Switch Disconnector | SENTRON 3VM moulded case circuit breakers - Please refer recommended Type-2 coordination chart. SENTRON 3VM, Switch Disconnector (without protection) | 3VM11 100 3pole | Frame Size: 3VM11 | Rated Current In (A): 100 | Version: 3pole |  |  |  | Not stocked | 3VM1110-1AA32-0AA0 |  | 23725 |  | SENTRON 3VM |  |  | 1 |  | 30
930 | Siemens | Switch Disconnector | SENTRON 3VM moulded case circuit breakers - Please refer recommended Type-2 coordination chart. SENTRON 3VM, Switch Disconnector (without protection) | 3VM11 100 4pole | Frame Size: 3VM11 | Rated Current In (A): 100 | Version: 4pole |  |  |  | Not stocked | 3VM1110-1AA42-0AA0 |  | 35040 |  | SENTRON 3VM |  |  | 1 |  | 30
931 | Siemens | Switch Disconnector | SENTRON 3VM moulded case circuit breakers - Please refer recommended Type-2 coordination chart. SENTRON 3VM, Switch Disconnector (without protection) | 3VM11 125 3pole | Frame Size: 3VM11 | Rated Current In (A): 125 | Version: 3pole |  |  |  | Not stocked | 3VM1112-1AA32-0AA0 |  | 34600 |  | SENTRON 3VM |  |  | 1 |  | 30
932 | Siemens | Switch Disconnector | SENTRON 3VM moulded case circuit breakers - Please refer recommended Type-2 coordination chart. SENTRON 3VM, Switch Disconnector (without protection) | 3VM11 125 4pole | Frame Size: 3VM11 | Rated Current In (A): 125 | Version: 4pole |  |  |  | Not stocked | 3VM1112-1AA42-0AA0 |  | 43550 |  | SENTRON 3VM |  |  | 1 |  | 30
933 | Siemens | Switch Disconnector | SENTRON 3VM moulded case circuit breakers - Please refer recommended Type-2 coordination chart. SENTRON 3VM, Switch Disconnector (without protection) | 3VM11 160 3pole | Frame Size: 3VM11 | Rated Current In (A): 160 | Version: 3pole |  |  |  | Not stocked | 3VM1116-1AA32-0AA0 |  | 34600 |  | SENTRON 3VM |  |  | 1 |  | 30
934 | Siemens | Switch Disconnector | SENTRON 3VM moulded case circuit breakers - Please refer recommended Type-2 coordination chart. SENTRON 3VM, Switch Disconnector (without protection) | 3VM11 160 4pole | Frame Size: 3VM11 | Rated Current In (A): 160 | Version: 4pole |  |  |  | Not stocked | 3VM1116-1AA42-0AA0 |  | 43550 |  | SENTRON 3VM |  |  | 1 |  | 30
935 | Siemens | Switch Disconnector | SENTRON 3VM moulded case circuit breakers - Please refer recommended Type-2 coordination chart. SENTRON 3VM, Switch Disconnector (without protection) | 3VM12 250 3pole | Frame Size: 3VM12 | Rated Current In (A): 250 | Version: 3pole |  |  |  | Not stocked | 3VM1225-1AA32-0AA0 |  | 57585 |  | SENTRON 3VM |  |  | 1 |  | 30
936 | Siemens | Switch Disconnector | SENTRON 3VM moulded case circuit breakers - Please refer recommended Type-2 coordination chart. SENTRON 3VM, Switch Disconnector (without protection) | 3VM12 250 4pole | Frame Size: 3VM12 | Rated Current In (A): 250 | Version: 4pole |  |  |  | Not stocked | 3VM1225-1AA42-0AA0 |  | 76805 |  | SENTRON 3VM |  |  | 1 |  | 30
937 | Siemens | Switch Disconnector | SENTRON 3VM moulded case circuit breakers - Please refer recommended Type-2 coordination chart. SENTRON 3VM, Switch Disconnector (without protection) | 3VM13 400 3pole | Frame Size: 3VM13 | Rated Current In (A): 400 | Version: 3pole |  |  |  | Not stocked | 3VM1340-1AA32-0AA0 |  | 76855 |  | SENTRON 3VM |  |  | 1 |  | 30
938 | Siemens | Switch Disconnector | SENTRON 3VM moulded case circuit breakers - Please refer recommended Type-2 coordination chart. SENTRON 3VM, Switch Disconnector (without protection) | 3VM13 400 4pole | Frame Size: 3VM13 | Rated Current In (A): 400 | Version: 4pole |  |  |  | Not stocked | 3VM1340-1AA42-0AA0 |  | 99940 |  | SENTRON 3VM |  |  | 1 |  | 30
939 | Siemens | MCCB | SENTRON 3VM moulded case circuit breakers - SENTRON 3VM, Thermal Magnetic Trip Unit, Fixed Thermal Fixed Magnetic (FTFM) | 3VM11 25kA 16 1 Pole | Frame Size: 3VM11 | Breaking Capacity: 25kA | Rated Current In (A): 16 | Version: 1 Pole |  |  | Not stocked | 3VM1196-3ED12-0AA0 |  | 9255 |  | SENTRON 3VM |  |  | 1 |  | 31
940 | Siemens | MCCB | SENTRON 3VM moulded case circuit breakers - SENTRON 3VM, Thermal Magnetic Trip Unit, Fixed Thermal Fixed Magnetic (FTFM) | 3VM11 25kA 16 2 Pole | Frame Size: 3VM11 | Breaking Capacity: 25kA | Rated Current In (A): 16 | Version: 2 Pole |  |  | Not stocked | 3VM1196-3ED22-0AA0 |  | 16595 |  | SENTRON 3VM |  |  | 1 |  | 31
941 | Siemens | MCCB | SENTRON 3VM moulded case circuit breakers - SENTRON 3VM, Thermal Magnetic Trip Unit, Fixed Thermal Fixed Magnetic (FTFM) | 3VM11 25kA 20 1 Pole | Frame Size: 3VM11 | Breaking Capacity: 25kA | Rated Current In (A): 20 | Version: 1 Pole |  |  | Not stocked | 3VM1120-3ED12-0AA0 |  | 9255 |  | SENTRON 3VM |  |  | 1 |  | 31
942 | Siemens | MCCB | SENTRON 3VM moulded case circuit breakers - SENTRON 3VM, Thermal Magnetic Trip Unit, Fixed Thermal Fixed Magnetic (FTFM) | 3VM11 25kA 20 2 Pole | Frame Size: 3VM11 | Breaking Capacity: 25kA | Rated Current In (A): 20 | Version: 2 Pole |  |  | Not stocked | 3VM1120-3ED22-0AA0 |  | 16595 |  | SENTRON 3VM |  |  | 1 |  | 31
943 | Siemens | MCCB | SENTRON 3VM moulded case circuit breakers - SENTRON 3VM, Thermal Magnetic Trip Unit, Fixed Thermal Fixed Magnetic (FTFM) | 3VM11 25kA 25 1 Pole | Frame Size: 3VM11 | Breaking Capacity: 25kA | Rated Current In (A): 25 | Version: 1 Pole |  |  | Not stocked | 3VM1125-3ED12-0AA0 |  | 9255 |  | SENTRON 3VM |  |  | 1 |  | 31
944 | Siemens | MCCB | SENTRON 3VM moulded case circuit breakers - SENTRON 3VM, Thermal Magnetic Trip Unit, Fixed Thermal Fixed Magnetic (FTFM) | 3VM11 25kA 25 2 Pole | Frame Size: 3VM11 | Breaking Capacity: 25kA | Rated Current In (A): 25 | Version: 2 Pole |  |  | Not stocked | 3VM1125-3ED22-0AA0 |  | 16595 |  | SENTRON 3VM |  |  | 1 |  | 31
945 | Siemens | MCCB | SENTRON 3VM moulded case circuit breakers - SENTRON 3VM, Thermal Magnetic Trip Unit, Fixed Thermal Fixed Magnetic (FTFM) | 3VM11 25kA 32 1 Pole | Frame Size: 3VM11 | Breaking Capacity: 25kA | Rated Current In (A): 32 | Version: 1 Pole |  |  | Not stocked | 3VM1132-3ED12-0AA0 |  | 9255 |  | SENTRON 3VM |  |  | 1 |  | 31
946 | Siemens | MCCB | SENTRON 3VM moulded case circuit breakers - SENTRON 3VM, Thermal Magnetic Trip Unit, Fixed Thermal Fixed Magnetic (FTFM) | 3VM11 25kA 32 2 Pole | Frame Size: 3VM11 | Breaking Capacity: 25kA | Rated Current In (A): 32 | Version: 2 Pole |  |  | Not stocked | 3VM1132-3ED22-0AA0 |  | 16595 |  | SENTRON 3VM |  |  | 1 |  | 31
947 | Siemens | MCCB | SENTRON 3VM moulded case circuit breakers - SENTRON 3VM, Thermal Magnetic Trip Unit, Fixed Thermal Fixed Magnetic (FTFM) | 3VM11 25kA 40 1 Pole | Frame Size: 3VM11 | Breaking Capacity: 25kA | Rated Current In (A): 40 | Version: 1 Pole |  |  | Not stocked | 3VM1140-3ED12-0AA0 |  | 9255 |  | SENTRON 3VM |  |  | 1 |  | 31
948 | Siemens | MCCB | SENTRON 3VM moulded case circuit breakers - SENTRON 3VM, Thermal Magnetic Trip Unit, Fixed Thermal Fixed Magnetic (FTFM) | 3VM11 25kA 40 2 Pole | Frame Size: 3VM11 | Breaking Capacity: 25kA | Rated Current In (A): 40 | Version: 2 Pole |  |  | Not stocked | 3VM1140-3ED22-0AA0 |  | 16595 |  | SENTRON 3VM |  |  | 1 |  | 31
949 | Siemens | MCCB | SENTRON 3VM moulded case circuit breakers - SENTRON 3VM, Thermal Magnetic Trip Unit, Fixed Thermal Fixed Magnetic (FTFM) | 3VM11 25kA 50 1 Pole | Frame Size: 3VM11 | Breaking Capacity: 25kA | Rated Current In (A): 50 | Version: 1 Pole |  |  | Not stocked | 3VM1150-3ED12-0AA0 |  | 9255 |  | SENTRON 3VM |  |  | 1 |  | 31
950 | Siemens | MCCB | SENTRON 3VM moulded case circuit breakers - SENTRON 3VM, Thermal Magnetic Trip Unit, Fixed Thermal Fixed Magnetic (FTFM) | 3VM11 25kA 50 2 Pole | Frame Size: 3VM11 | Breaking Capacity: 25kA | Rated Current In (A): 50 | Version: 2 Pole |  |  | Not stocked | 3VM1150-3ED22-0AA0 |  | 16595 |  | SENTRON 3VM |  |  | 1 |  | 31
951 | Siemens | MCCB | SENTRON 3VM moulded case circuit breakers - SENTRON 3VM, Thermal Magnetic Trip Unit, Fixed Thermal Fixed Magnetic (FTFM) | 3VM11 25kA 63 1 Pole | Frame Size: 3VM11 | Breaking Capacity: 25kA | Rated Current In (A): 63 | Version: 1 Pole |  |  | Not stocked | 3VM1163-3ED12-0AA0 |  | 9255 |  | SENTRON 3VM |  |  | 1 |  | 31
952 | Siemens | MCCB | SENTRON 3VM moulded case circuit breakers - SENTRON 3VM, Thermal Magnetic Trip Unit, Fixed Thermal Fixed Magnetic (FTFM) | 3VM11 25kA 63 2 Pole | Frame Size: 3VM11 | Breaking Capacity: 25kA | Rated Current In (A): 63 | Version: 2 Pole |  |  | Not stocked | 3VM1163-3ED22-0AA0 |  | 16595 |  | SENTRON 3VM |  |  | 1 |  | 31
953 | Siemens | MCCB | SENTRON 3VM moulded case circuit breakers - SENTRON 3VM, Thermal Magnetic Trip Unit, Fixed Thermal Fixed Magnetic (FTFM) | 3VM11 25kA 80 1 Pole | Frame Size: 3VM11 | Breaking Capacity: 25kA | Rated Current In (A): 80 | Version: 1 Pole |  |  | Not stocked | 3VM1180-3ED12-0AA0 |  | 10175 |  | SENTRON 3VM |  |  | 1 |  | 31
954 | Siemens | MCCB | SENTRON 3VM moulded case circuit breakers - SENTRON 3VM, Thermal Magnetic Trip Unit, Fixed Thermal Fixed Magnetic (FTFM) | 3VM11 25kA 80 2 Pole | Frame Size: 3VM11 | Breaking Capacity: 25kA | Rated Current In (A): 80 | Version: 2 Pole |  |  | Not stocked | 3VM1180-3ED22-0AA0 |  | 18175 |  | SENTRON 3VM |  |  | 1 |  | 31
955 | Siemens | MCCB | SENTRON 3VM moulded case circuit breakers - SENTRON 3VM, Thermal Magnetic Trip Unit, Fixed Thermal Fixed Magnetic (FTFM) | 3VM11 25kA 100 1 Pole | Frame Size: 3VM11 | Breaking Capacity: 25kA | Rated Current In (A): 100 | Version: 1 Pole |  |  | Not stocked | 3VM1110-3ED12-0AA0 |  | 11740 |  | SENTRON 3VM |  |  | 1 |  | 31
956 | Siemens | MCCB | SENTRON 3VM moulded case circuit breakers - SENTRON 3VM, Thermal Magnetic Trip Unit, Fixed Thermal Fixed Magnetic (FTFM) | 3VM11 25kA 100 2 Pole | Frame Size: 3VM11 | Breaking Capacity: 25kA | Rated Current In (A): 100 | Version: 2 Pole |  |  | Not stocked | 3VM1110-3ED22-0AA0 |  | 21295 |  | SENTRON 3VM |  |  | 1 |  | 31
957 | Siemens | MCCB | SENTRON 3VM moulded case circuit breakers - SENTRON 3VM, Thermal Magnetic Trip Unit, Fixed Thermal Fixed Magnetic (FTFM) | 3VM11 25kA 125 1 Pole | Frame Size: 3VM11 | Breaking Capacity: 25kA | Rated Current In (A): 125 | Version: 1 Pole |  |  | Not stocked | 3VM1112-3ED12-0AA0 |  | 18965 |  | SENTRON 3VM |  |  | 1 |  | 31
958 | Siemens | MCCB | SENTRON 3VM moulded case circuit breakers - SENTRON 3VM, Thermal Magnetic Trip Unit, Fixed Thermal Fixed Magnetic (FTFM) | 3VM11 25kA 125 2 Pole | Frame Size: 3VM11 | Breaking Capacity: 25kA | Rated Current In (A): 125 | Version: 2 Pole |  |  | Not stocked | 3VM1112-3ED22-0AA0 |  | 34455 |  | SENTRON 3VM |  |  | 1 |  | 31
959 | Siemens | MCCB | SENTRON 3VM moulded case circuit breakers - SENTRON 3VM, Thermal Magnetic Trip Unit, Fixed Thermal Fixed Magnetic (FTFM) | 3VM11 25kA 160 1 Pole | Frame Size: 3VM11 | Breaking Capacity: 25kA | Rated Current In (A): 160 | Version: 1 Pole |  |  | Not stocked | 3VM1116-3ED12-0AA0 |  | 22100 |  | SENTRON 3VM |  |  | 1 |  | 31
960 | Siemens | MCCB | SENTRON 3VM moulded case circuit breakers - SENTRON 3VM, Thermal Magnetic Trip Unit, Fixed Thermal Fixed Magnetic (FTFM) | 3VM11 25kA 160 2 Pole | Frame Size: 3VM11 | Breaking Capacity: 25kA | Rated Current In (A): 160 | Version: 2 Pole |  |  | Not stocked | 3VM1116-3ED22-0AA0 |  | 39800 |  | SENTRON 3VM |  |  | 1 |  | 31
961 | Siemens | MCCB | SENTRON 3VM moulded case circuit breakers - SENTRON 3VM, Thermal Magnetic Trip Unit, Fixed Thermal Fixed Magnetic (FTFM) | 3VM11 36kA 16 1 Pole | Frame Size: 3VM11 | Breaking Capacity: 36kA | Rated Current In (A): 16 | Version: 1 Pole |  |  | Not stocked | 3VM1196-4ED12-0AA0 |  | 10010 |  | SENTRON 3VM |  |  | 1 |  | 31
962 | Siemens | MCCB | SENTRON 3VM moulded case circuit breakers - SENTRON 3VM, Thermal Magnetic Trip Unit, Fixed Thermal Fixed Magnetic (FTFM) | 3VM11 36kA 16 2 Pole | Frame Size: 3VM11 | Breaking Capacity: 36kA | Rated Current In (A): 16 | Version: 2 Pole |  |  | Not stocked | 3VM1196-4ED22-0AA0 |  | 18175 |  | SENTRON 3VM |  |  | 1 |  | 31
963 | Siemens | MCCB | SENTRON 3VM moulded case circuit breakers - SENTRON 3VM, Thermal Magnetic Trip Unit, Fixed Thermal Fixed Magnetic (FTFM) | 3VM11 36kA 20 1 Pole | Frame Size: 3VM11 | Breaking Capacity: 36kA | Rated Current In (A): 20 | Version: 1 Pole |  |  | Not stocked | 3VM1120-4ED12-0AA0 |  | 10010 |  | SENTRON 3VM |  |  | 1 |  | 31
964 | Siemens | MCCB | SENTRON 3VM moulded case circuit breakers - SENTRON 3VM, Thermal Magnetic Trip Unit, Fixed Thermal Fixed Magnetic (FTFM) | 3VM11 36kA 20 2 Pole | Frame Size: 3VM11 | Breaking Capacity: 36kA | Rated Current In (A): 20 | Version: 2 Pole |  |  | Not stocked | 3VM1120-4ED22-0AA0 |  | 18175 |  | SENTRON 3VM |  |  | 1 |  | 31
965 | Siemens | MCCB | SENTRON 3VM moulded case circuit breakers - SENTRON 3VM, Thermal Magnetic Trip Unit, Fixed Thermal Fixed Magnetic (FTFM) | 3VM11 36kA 25 1 Pole | Frame Size: 3VM11 | Breaking Capacity: 36kA | Rated Current In (A): 25 | Version: 1 Pole |  |  | Not stocked | 3VM1125-4ED12-0AA0 |  | 10010 |  | SENTRON 3VM |  |  | 1 |  | 31
966 | Siemens | MCCB | SENTRON 3VM moulded case circuit breakers - SENTRON 3VM, Thermal Magnetic Trip Unit, Fixed Thermal Fixed Magnetic (FTFM) | 3VM11 36kA 25 2 Pole | Frame Size: 3VM11 | Breaking Capacity: 36kA | Rated Current In (A): 25 | Version: 2 Pole |  |  | Not stocked | 3VM1125-4ED22-0AA0 |  | 18175 |  | SENTRON 3VM |  |  | 1 |  | 31
967 | Siemens | MCCB | SENTRON 3VM moulded case circuit breakers - SENTRON 3VM, Thermal Magnetic Trip Unit, Fixed Thermal Fixed Magnetic (FTFM) | 3VM11 36kA 32 1 Pole | Frame Size: 3VM11 | Breaking Capacity: 36kA | Rated Current In (A): 32 | Version: 1 Pole |  |  | Not stocked | 3VM1132-4ED12-0AA0 |  | 10010 |  | SENTRON 3VM |  |  | 1 |  | 31
968 | Siemens | MCCB | SENTRON 3VM moulded case circuit breakers - SENTRON 3VM, Thermal Magnetic Trip Unit, Fixed Thermal Fixed Magnetic (FTFM) | 3VM11 36kA 32 2 Pole | Frame Size: 3VM11 | Breaking Capacity: 36kA | Rated Current In (A): 32 | Version: 2 Pole |  |  | Not stocked | 3VM1132-4ED22-0AA0 |  | 18175 |  | SENTRON 3VM |  |  | 1 |  | 31
969 | Siemens | MCCB | SENTRON 3VM moulded case circuit breakers - SENTRON 3VM, Thermal Magnetic Trip Unit, Fixed Thermal Fixed Magnetic (FTFM) | 3VM11 36kA 40 1 Pole | Frame Size: 3VM11 | Breaking Capacity: 36kA | Rated Current In (A): 40 | Version: 1 Pole |  |  | Not stocked | 3VM1140-4ED12-0AA0 |  | 10010 |  | SENTRON 3VM |  |  | 1 |  | 31
970 | Siemens | MCCB | SENTRON 3VM moulded case circuit breakers - SENTRON 3VM, Thermal Magnetic Trip Unit, Fixed Thermal Fixed Magnetic (FTFM) | 3VM11 36kA 40 2 Pole | Frame Size: 3VM11 | Breaking Capacity: 36kA | Rated Current In (A): 40 | Version: 2 Pole |  |  | Not stocked | 3VM1140-4ED22-0AA0 |  | 18175 |  | SENTRON 3VM |  |  | 1 |  | 31
971 | Siemens | MCCB | SENTRON 3VM moulded case circuit breakers - SENTRON 3VM, Thermal Magnetic Trip Unit, Fixed Thermal Fixed Magnetic (FTFM) | 3VM11 36kA 50 1 Pole | Frame Size: 3VM11 | Breaking Capacity: 36kA | Rated Current In (A): 50 | Version: 1 Pole |  |  | Not stocked | 3VM1150-4ED12-0AA0 |  | 10010 |  | SENTRON 3VM |  |  | 1 |  | 31
972 | Siemens | MCCB | SENTRON 3VM moulded case circuit breakers - SENTRON 3VM, Thermal Magnetic Trip Unit, Fixed Thermal Fixed Magnetic (FTFM) | 3VM11 36kA 50 2 Pole | Frame Size: 3VM11 | Breaking Capacity: 36kA | Rated Current In (A): 50 | Version: 2 Pole |  |  | Not stocked | 3VM1150-4ED22-0AA0 |  | 18175 |  | SENTRON 3VM |  |  | 1 |  | 31
973 | Siemens | MCCB | SENTRON 3VM moulded case circuit breakers - SENTRON 3VM, Thermal Magnetic Trip Unit, Fixed Thermal Fixed Magnetic (FTFM) | 3VM11 36kA 63 1 Pole | Frame Size: 3VM11 | Breaking Capacity: 36kA | Rated Current In (A): 63 | Version: 1 Pole |  |  | Not stocked | 3VM1163-4ED12-0AA0 |  | 10010 |  | SENTRON 3VM |  |  | 1 |  | 31
974 | Siemens | MCCB | SENTRON 3VM moulded case circuit breakers - SENTRON 3VM, Thermal Magnetic Trip Unit, Fixed Thermal Fixed Magnetic (FTFM) | 3VM11 36kA 63 2 Pole | Frame Size: 3VM11 | Breaking Capacity: 36kA | Rated Current In (A): 63 | Version: 2 Pole |  |  | Not stocked | 3VM1163-4ED22-0AA0 |  | 18175 |  | SENTRON 3VM |  |  | 1 |  | 31
975 | Siemens | MCCB | SENTRON 3VM moulded case circuit breakers - SENTRON 3VM, Thermal Magnetic Trip Unit, Fixed Thermal Fixed Magnetic (FTFM) | 3VM11 36kA 80 1 Pole | Frame Size: 3VM11 | Breaking Capacity: 36kA | Rated Current In (A): 80 | Version: 1 Pole |  |  | Not stocked | 3VM1180-4ED12-0AA0 |  | 11120 |  | SENTRON 3VM |  |  | 1 |  | 31
976 | Siemens | MCCB | SENTRON 3VM moulded case circuit breakers - SENTRON 3VM, Thermal Magnetic Trip Unit, Fixed Thermal Fixed Magnetic (FTFM) | 3VM11 36kA 80 2 Pole | Frame Size: 3VM11 | Breaking Capacity: 36kA | Rated Current In (A): 80 | Version: 2 Pole |  |  | Not stocked | 3VM1180-4ED22-0AA0 |  | 20070 |  | SENTRON 3VM |  |  | 1 |  | 31
977 | Siemens | MCCB | SENTRON 3VM moulded case circuit breakers - SENTRON 3VM, Thermal Magnetic Trip Unit, Fixed Thermal Fixed Magnetic (FTFM) | 3VM11 36kA 100 1 Pole | Frame Size: 3VM11 | Breaking Capacity: 36kA | Rated Current In (A): 100 | Version: 1 Pole |  |  | Not stocked | 3VM1110-4ED12-0AA0 |  | 11980 |  | SENTRON 3VM |  |  | 1 |  | 31
978 | Siemens | MCCB | SENTRON 3VM moulded case circuit breakers - SENTRON 3VM, Thermal Magnetic Trip Unit, Fixed Thermal Fixed Magnetic (FTFM) | 3VM11 36kA 100 2 Pole | Frame Size: 3VM11 | Breaking Capacity: 36kA | Rated Current In (A): 100 | Version: 2 Pole |  |  | Not stocked | 3VM1110-4ED22-0AA0 |  | 23180 |  | SENTRON 3VM |  |  | 1 |  | 31
979 | Siemens | MCCB | SENTRON 3VM moulded case circuit breakers - SENTRON 3VM, Thermal Magnetic Trip Unit, Fixed Thermal Fixed Magnetic (FTFM) | 3VM11 36kA 125 1 Pole | Frame Size: 3VM11 | Breaking Capacity: 36kA | Rated Current In (A): 125 | Version: 1 Pole |  |  | Not stocked | 3VM1112-4ED12-0AA0 |  | 20560 |  | SENTRON 3VM |  |  | 1 |  | 31
980 | Siemens | MCCB | SENTRON 3VM moulded case circuit breakers - SENTRON 3VM, Thermal Magnetic Trip Unit, Fixed Thermal Fixed Magnetic (FTFM) | 3VM11 36kA 125 2 Pole | Frame Size: 3VM11 | Breaking Capacity: 36kA | Rated Current In (A): 125 | Version: 2 Pole |  |  | Not stocked | 3VM1112-4ED22-0AA0 |  | 36955 |  | SENTRON 3VM |  |  | 1 |  | 31
981 | Siemens | MCCB | SENTRON 3VM moulded case circuit breakers - SENTRON 3VM, Thermal Magnetic Trip Unit, Fixed Thermal Fixed Magnetic (FTFM) | 3VM11 36kA 160 1 Pole | Frame Size: 3VM11 | Breaking Capacity: 36kA | Rated Current In (A): 160 | Version: 1 Pole |  |  | Not stocked | 3VM1116-4ED12-0AA0 |  | 23960 |  | SENTRON 3VM |  |  | 1 |  | 31
982 | Siemens | MCCB | SENTRON 3VM moulded case circuit breakers - SENTRON 3VM, Thermal Magnetic Trip Unit, Fixed Thermal Fixed Magnetic (FTFM) | 3VM11 36kA 160 2 Pole | Frame Size: 3VM11 | Breaking Capacity: 36kA | Rated Current In (A): 160 | Version: 2 Pole |  |  | Not stocked | 3VM1116-4ED22-0AA0 |  | 43230 |  | SENTRON 3VM |  |  | 1 |  | 31
983 | Siemens | Earth Leakage Relay | SENTRON 3VM moulded case circuit breakers - Earth fault protection for SENTRON 3VM moulded case circuit breakers | Earth fault monitoring relay ¦ Auxiliary voltage: 85-270V AC/DC • Change over contact: 2C/O • Width: 35mm module | [6 empty] | Not stocked | 7UG0861-1BU20 |  | 9755 |  | SENTRON 3VM |  |  | 1 |  | 31
984 | Siemens | Earth Leakage Relay | SENTRON 3VM moulded case circuit breakers - Earth fault protection for SENTRON 3VM moulded case circuit breakers | CBCT for EFR: 160 frame Suitable for 3VM10/11 ¦ 3P | [6 empty] | Not stocked | 7UG09910 |  | 3365 |  | SENTRON 3VM |  |  | 1 |  | 31
985 | Siemens | Earth Leakage Relay | SENTRON 3VM moulded case circuit breakers - Earth fault protection for SENTRON 3VM moulded case circuit breakers | 4P | [6 empty] | Not stocked | 7UG09911 |  | 3840 |  | SENTRON 3VM |  |  | 1 |  | 31
986 | Siemens | Earth Leakage Relay | SENTRON 3VM moulded case circuit breakers - Earth fault protection for SENTRON 3VM moulded case circuit breakers | CBCT for EFR: 250 frame Suitable for 3VM12 ¦ 3P | [6 empty] | Not stocked | 7UG09912 |  | 4065 |  | SENTRON 3VM |  |  | 1 |  | 31
987 | Siemens | Earth Leakage Relay | SENTRON 3VM moulded case circuit breakers - Earth fault protection for SENTRON 3VM moulded case circuit breakers | 4P | [6 empty] | Not stocked | 7UG09913 |  | 4790 |  | SENTRON 3VM |  |  | 1 |  | 31
988 | Siemens | Earth Leakage Relay | SENTRON 3VM moulded case circuit breakers - Earth fault protection for SENTRON 3VM moulded case circuit breakers | CBCT for EFR: 630 frame Suitable for 3VM13/14 ¦ 3P | [6 empty] | Not stocked | 7UG09914 |  | 5995 |  | SENTRON 3VM |  |  | 1 |  | 31
989 | Siemens | Earth Leakage Relay | SENTRON 3VM moulded case circuit breakers - Earth fault protection for SENTRON 3VM moulded case circuit breakers | 4P | [6 empty] | Not stocked | 7UG09915 |  | 6490 |  | SENTRON 3VM |  |  | 1 |  | 31
990 | Siemens | Earth Leakage Relay | SENTRON 3VM moulded case circuit breakers - Earth leakage protection for SENTRON 3VM Moulded Case Circuit Breakers | Earth leakage relay 1Ph-2W, 3Ph-3W, 3Ph-4W ¦ 110VAC | [6 empty] | Not stocked | 7UG0841-1CB20 |  | 9440 |  | SENTRON 3VM |  |  | 1 |  | 31
991 | Siemens | Earth Leakage Relay | SENTRON 3VM moulded case circuit breakers - Earth leakage protection for SENTRON 3VM Moulded Case Circuit Breakers | 230VAC | [6 empty] | Not stocked | 7UG0842-1CD20 |  | 9535 |  | SENTRON 3VM |  |  | 1 |  | 31
992 | Siemens | Earth Leakage Relay | SENTRON 3VM moulded case circuit breakers - Earth leakage protection for SENTRON 3VM Moulded Case Circuit Breakers | CBCT for ELR ¦ 35 mm dia | [6 empty] | Not stocked | 7UG0996 |  | 3430 |  | SENTRON 3VM |  |  | 1 |  | 31
993 | Siemens | Earth Leakage Relay | SENTRON 3VM moulded case circuit breakers - Earth leakage protection for SENTRON 3VM Moulded Case Circuit Breakers | 70 mm dia | [6 empty] | Not stocked | 7UG0997 |  | 3925 |  | SENTRON 3VM |  |  | 1 |  | 31
994 | Siemens | Earth Leakage Relay | SENTRON 3VM moulded case circuit breakers - Earth leakage protection for SENTRON 3VM Moulded Case Circuit Breakers | 120 mm dia | [6 empty] | Not stocked | 7UG0999 |  | 6690 |  | SENTRON 3VM |  |  | 1 |  | 31
995 | Siemens | Earth Leakage Relay | SENTRON 3VM moulded case circuit breakers - Earth leakage protection for SENTRON 3VM Moulded Case Circuit Breakers | 210 mm dia | [6 empty] | Not stocked | 7UG0994 |  | 12860 |  | SENTRON 3VM |  |  | 1 |  | 31
996 | Siemens | Earth Leakage Relay | SENTRON 3VM moulded case circuit breakers - Earth leakage protection for SENTRON 3VM Moulded Case Circuit Breakers | 310 mm dia | [6 empty] | Not stocked | 7UG0995 |  | 19170 |  | SENTRON 3VM |  |  | 1 |  | 31
997 | Siemens | MCCB Accessories | Accessories for SENTRON 3VM - Internal accessories for SENTRON 3VM10/11/12/13/14 100A-630A - Auxiliary Switches and Alarm Switches (1 C/O) | Auxiliary Switch AUX (1 C/O) | [5 empty] | Auxiliary Switch AUX (1 C/O) | Not stocked | 3VM9988-0AA12 |  | 3685 |  | SENTRON 3VM |  |  | 1 |  | 32
998 | Siemens | MCCB Accessories | Accessories for SENTRON 3VM - Internal accessories for SENTRON 3VM10/11/12/13/14 100A-630A - Auxiliary Switches and Alarm Switches (1 C/O) | Trip Alarm Switch TAS (1 C/O) | [5 empty] | Trip Alarm Switch TAS (1 C/O) | Not stocked | 3VM9988-0AB12 |  | 3685 |  | SENTRON 3VM |  |  | 1 |  | 32
999 | Siemens | MCCB Accessories | Accessories for SENTRON 3VM - Internal accessories for SENTRON 3VM10/11/12/13/14 100A-630A - Undervoltage releases | UVR 24V DC | [5 empty] | UVR 24V DC | Not stocked | 3VM9908-0BB11 |  | 8210 |  | SENTRON 3VM |  |  | 1 |  | 32
1000 | Siemens | MCCB Accessories | Accessories for SENTRON 3VM - Internal accessories for SENTRON 3VM10/11/12/13/14 100A-630A - Undervoltage releases | UVR 48V DC | [5 empty] | UVR 48V DC | Not stocked | 3VM9908-0BB12 |  | 8210 |  | SENTRON 3VM |  |  | 1 |  | 32
1001 | Siemens | MCCB Accessories | Accessories for SENTRON 3VM - Internal accessories for SENTRON 3VM10/11/12/13/14 100A-630A - Undervoltage releases | UVR 110 V AC 50/60HZ | [5 empty] | UVR 110 V AC 50/60HZ | Not stocked | 3VM9908-0BB23 |  | 8210 |  | SENTRON 3VM |  |  | 1 |  | 32
1002 | Siemens | MCCB Accessories | Accessories for SENTRON 3VM - Internal accessories for SENTRON 3VM10/11/12/13/14 100A-630A - Undervoltage releases | UVR 208-230 V AC 50/60 HZ | [5 empty] | UVR 208-230 V AC 50/60 HZ | Not stocked | 3VM9908-0BB25 |  | 8210 |  | SENTRON 3VM |  |  | 1 |  | 32
1003 | Siemens | MCCB Accessories | Accessories for SENTRON 3VM - Internal accessories for SENTRON 3VM10/11/12/13/14 100A-630A - Undervoltage releases | UVR 380-400 V AC 50/60 HZ | [5 empty] | UVR 380-400 V AC 50/60 HZ | Not stocked | 3VM9908-0BB26 |  | 8210 |  | SENTRON 3VM |  |  | 1 |  | 32
1004 | Siemens | MCCB Accessories | Accessories for SENTRON 3VM - Internal accessories for SENTRON 3VM10/11/12/13/14 100A-630A - Shunt release (Left) | STL 24V AC 50/60Hz / 12-30V DC | [5 empty] | STL 24V AC 50/60Hz / 12-30V DC | Not stocked | 3VM9908-0BL30 |  | 6655 |  | SENTRON 3VM |  |  | 1 |  | 32
1005 | Siemens | MCCB Accessories | Accessories for SENTRON 3VM - Internal accessories for SENTRON 3VM10/11/12/13/14 100A-630A - Shunt release (Left) | STL 48-60V AC 50/60Hz/ DC | [5 empty] | STL 48-60V AC 50/60Hz/ DC | Not stocked | 3VM9908-0BL31 |  | 6655 |  | SENTRON 3VM |  |  | 1 |  | 32
1006 | Siemens | MCCB Accessories | Accessories for SENTRON 3VM - Internal accessories for SENTRON 3VM10/11/12/13/14 100A-630A - Shunt release (Left) | STL 110-127 V AC 50/60 HZ / DC | [5 empty] | STL 110-127 V AC 50/60 HZ / DC | Not stocked | 3VM9908-0BL32 |  | 6655 |  | SENTRON 3VM |  |  | 1 |  | 32
1007 | Siemens | MCCB Accessories | Accessories for SENTRON 3VM - Internal accessories for SENTRON 3VM10/11/12/13/14 100A-630A - Shunt release (Left) | STL 208-277 V AC 50/60 HZ / 220-250 V DC | [5 empty] | STL 208-277 V AC 50/60 HZ / 220-250 V DC | Not stocked | 3VM9908-0BL33 |  | 6655 |  | SENTRON 3VM |  |  | 1 |  | 32
1008 | Siemens | MCCB Accessories | Accessories for SENTRON 3VM - Internal accessories for SENTRON 3VM10/11/12/13/14 100A-630A - Shunt release (Left) | STL 380-600 V AC 50/60 HZ | [5 empty] | STL 380-600 V AC 50/60 HZ | Not stocked | 3VM9908-0BL20 |  | 6655 |  | SENTRON 3VM |  |  | 1 |  | 32
1009 | Siemens | MCCB Accessories | Accessories for SENTRON 3VM - External Accessories: - Rotary Handles 1) | Door mounted Rotary Operator with 8UC drive, Standard, 3VM10/ 11 | [5 empty] | Door mounted Rotary Operator with 8UC drive, Standard, 3VM10/ 11 | Not stocked | 3VM9117-0FK51 |  | 4145 |  | SENTRON 3VM |  |  | 1 |  | 32
1010 | Siemens | MCCB Accessories | Accessories for SENTRON 3VM - External Accessories: - Rotary Handles 1) | Door mounted Rotary Operator with 8UC drive, Standard, 3VM12 | [5 empty] | Door mounted Rotary Operator with 8UC drive, Standard, 3VM12 | Not stocked | 3VM9217-0FK51 |  | 5230 |  | SENTRON 3VM |  |  | 1 |  | 32
1011 | Siemens | MCCB Accessories | Accessories for SENTRON 3VM - External Accessories: - Rotary Handles 1) | Door mounted Rotary Operator with 8UC drive, Standard, 3VM13/ 14 | [5 empty] | Door mounted Rotary Operator with 8UC drive, Standard, 3VM13/ 14 | Not stocked | 3VM9417-0FK51 |  | 5905 |  | SENTRON 3VM |  |  | 1 |  | 32
1012 | Siemens | MCCB Accessories | Accessories for SENTRON 3VM - External Accessories: - Rotary Handles 1) | Direct mounted Rotary Operator (Grey), Standard, 3VM10/ 11 | [5 empty] | Direct mounted Rotary Operator (Grey), Standard, 3VM10/ 11 | Not stocked | 3VM9117-0EK21 |  | 5255 |  | SENTRON 3VM |  |  | 1 |  | 32
1013 | Siemens | MCCB Accessories | Accessories for SENTRON 3VM - External Accessories: - Rotary Handles 1) | Direct mounted Rotary Operator (Grey), Standard, 3VM12 | [5 empty] | Direct mounted Rotary Operator (Grey), Standard, 3VM12 | Not stocked | 3VM9217-0EK21 |  | 6900 |  | SENTRON 3VM |  |  | 1 |  | 32
1014 | Siemens | MCCB Accessories | Accessories for SENTRON 3VM - External Accessories: - Rotary Handles 1) | Direct mounted Rotary Operator (Grey), Standard, 3VM13/ 14 | [5 empty] | Direct mounted Rotary Operator (Grey), Standard, 3VM13/ 14 | Not stocked | 3VM9417-0EK21 |  | 7615 |  | SENTRON 3VM |  |  | 1 |  | 32
1015 | Siemens | MCCB Accessories | Accessories for SENTRON 3VM - External Accessories: - Spreaders (incl. Phase barriers) | Spreader links - Broadened, 3pole, 3VM10/ 11 | [5 empty] | Spreader links - Broadened, 3pole, 3VM10/ 11 | Not stocked | 3VM9153-0QC50 |  | 2170 |  | SENTRON 3VM |  |  | 1 |  | 32
1016 | Siemens | MCCB Accessories | Accessories for SENTRON 3VM - External Accessories: - Spreaders (incl. Phase barriers) | Spreader links - Broadened, 4pole, 3VM10/ 11 | [5 empty] | Spreader links - Broadened, 4pole, 3VM10/ 11 | Not stocked | 3VM9154-0QC50 |  | 2780 |  | SENTRON 3VM |  |  | 1 |  | 32
1017 | Siemens | MCCB Accessories | Accessories for SENTRON 3VM - External Accessories: - Spreaders (incl. Phase barriers) | Spreader links - Broadened, 3pole, 3VM12 | [5 empty] | Spreader links - Broadened, 3pole, 3VM12 | Not stocked | 3VM9253-0QC50 |  | 2710 |  | SENTRON 3VM |  |  | 1 |  | 32
1018 | Siemens | MCCB Accessories | Accessories for SENTRON 3VM - External Accessories: - Spreaders (incl. Phase barriers) | Spreader links - Broadened, 4pole, 3VM12 | [5 empty] | Spreader links - Broadened, 4pole, 3VM12 | Not stocked | 3VM9254-0QC50 |  | 3605 |  | SENTRON 3VM |  |  | 1 |  | 32
1019 | Siemens | MCCB Accessories | Accessories for SENTRON 3VM - External Accessories: - Spreaders (incl. Phase barriers) | Spreader links - Broadened, 3pole, 3VM13/ 14 | [5 empty] | Spreader links - Broadened, 3pole, 3VM13/ 14 | Not stocked | 3VM9483-0QC50 |  | 3635 |  | SENTRON 3VM |  |  | 1 |  | 32
1020 | Siemens | MCCB Accessories | Accessories for SENTRON 3VM - External Accessories: - Spreaders (incl. Phase barriers) | Spreader links - Broadened, 4pole, 3VM13/ 14 | [5 empty] | Spreader links - Broadened, 4pole, 3VM13/ 14 | Not stocked | 3VM9484-0QC50 |  | 4720 |  | SENTRON 3VM |  |  | 1 |  | 32
1021 | Siemens | MCCB Accessories | Accessories for SENTRON 3VM - External Accessories: - Extended terminals (incl. Phase barriers) | Extended terminals, 3pole, 3VM12 | [5 empty] | Extended terminals, 3pole, 3VM12 | Not stocked | 3VM9253-0QB50 |  | 1830 |  | SENTRON 3VM |  |  | 1 |  | 32
1022 | Siemens | MCCB Accessories | Accessories for SENTRON 3VM - External Accessories: - Extended terminals (incl. Phase barriers) | Extended terminals, 4pole, 3VM12 | [5 empty] | Extended terminals, 4pole, 3VM12 | Not stocked | 3VM9254-0QB50 |  | 2440 |  | SENTRON 3VM |  |  | 1 |  | 32
1023 | Siemens | MCCB Accessories | Accessories for SENTRON 3VM - External Accessories: - Extended terminals (incl. Phase barriers) | Extended terminals, 3pole, 3VM13/ 14 | [5 empty] | Extended terminals, 3pole, 3VM13/ 14 | Not stocked | 3VM9483-0QB50 |  | 2460 |  | SENTRON 3VM |  |  | 1 |  | 32
1024 | Siemens | MCCB Accessories | Accessories for SENTRON 3VM - External Accessories: - Extended terminals (incl. Phase barriers) | Extended terminals, 4pole, 3VM13/ 14 | [5 empty] | Extended terminals, 4pole, 3VM13/ 14 | Not stocked | 3VM9484-0QB50 |  | 3205 |  | SENTRON 3VM |  |  | 1 |  | 32
1025 | Siemens | MCCB Accessories | Accessories for SENTRON 3VM - External Accessories: - Phase barriers | Phase barriers (1set = 2 phase barriers), 3VM10/ 11 | [5 empty] | Phase barriers (1set = 2 phase barriers), 3VM10/ 11 | Not stocked | 3VM9152-0WA00 |  | 1550 |  | SENTRON 3VM |  |  | 1 |  | 32
1026 | Siemens | MCCB Accessories | Accessories for SENTRON 3VM - External Accessories: - Phase barriers | Phase barriers (1set = 2 phase barriers), 3VM12 | [5 empty] | Phase barriers (1set = 2 phase barriers), 3VM12 | Not stocked | 3VM9252-0WA00 |  | 2155 |  | SENTRON 3VM |  |  | 1 |  | 32
1027 | Siemens | MCCB Accessories | Accessories for SENTRON 3VM - External Accessories: - Phase barriers | Phase barriers (1set = 2 phase barriers), 3VM13/ 14 | [5 empty] | Phase barriers (1set = 2 phase barriers), 3VM13/ 14 | Not stocked | 3VM9482-0WA00 |  | 2155 |  | SENTRON 3VM |  |  | 1 |  | 32
1028 | Siemens | MCCB Accessories | Accessories for SENTRON 3VM - External Accessories: - Locking device for breaker with Toggle lever | Locking device for: 3VM10/ 11/ 12 | [5 empty] | Locking device for: 3VM10/ 11/ 12 | Not stocked | 3VM9188-0LB10 |  | 4085 |  | SENTRON 3VM |  |  | 1 |  | 32
1029 | Siemens | MCCB Accessories | Accessories for SENTRON 3VM - External Accessories: - Locking device for breaker with Toggle lever | Locking device for: 3VM13/ 14 | [5 empty] | Locking device for: 3VM13/ 14 | Not stocked | 3VM9388-0LB10 |  | 5390 |  | SENTRON 3VM |  |  | 1 |  | 32
1030 | Siemens | MCCB Accessories | Accessories for SENTRON 3VM - External Accessories: - Interlocking (for MCCBs with 8UC handles) | Castell interlock kit for 3VM10/ 11/ 12/ 13/ 14 | [5 empty] | Castell interlock kit for 3VM10/ 11/ 12/ 13/ 14 | Not stocked | 8UC60701YQ.. |  | 10765 |  | SENTRON 3VM |  |  | 1 | Incomplete part code (..) - complete code as per price list page / Siemens sales office | 32
1031 | Siemens | MCCB | SINOPLUS 3VJ moulded case circuit breakers - 3VJ10 MCCB, Thermal Magnetic Trip Unit, Fixed Thermal Fixed Magnetic (FTFM), 415VAC, 50Hz | 3VJ10 (VJ1 125X) 10kA 16 2 Pole | Frame Size: 3VJ10 (VJ1 125X) | Breaking Capacity 415V AC, 50/60Hz: 10kA | Rated Current In (A): 16 | Version: 2 Pole |  |  | Not stocked | 3VJ1096-0DA22-0AA0 |  | 5045 |  | SINOPLUS 3VJ |  |  | 1 | Price is MRP | 35
1032 | Siemens | MCCB | SINOPLUS 3VJ moulded case circuit breakers - 3VJ10 MCCB, Thermal Magnetic Trip Unit, Fixed Thermal Fixed Magnetic (FTFM), 415VAC, 50Hz | 3VJ10 (VJ1 125X) 10kA 16 3 Pole | Frame Size: 3VJ10 (VJ1 125X) | Breaking Capacity 415V AC, 50/60Hz: 10kA | Rated Current In (A): 16 | Version: 3 Pole |  |  | Not stocked | 3VJ1096-0DA32-0AA0 |  | 6265 |  | SINOPLUS 3VJ |  |  | 1 | Price is MRP | 35
1033 | Siemens | MCCB | SINOPLUS 3VJ moulded case circuit breakers - 3VJ10 MCCB, Thermal Magnetic Trip Unit, Fixed Thermal Fixed Magnetic (FTFM), 415VAC, 50Hz | 3VJ10 (VJ1 125X) 10kA 16 4 Pole | Frame Size: 3VJ10 (VJ1 125X) | Breaking Capacity 415V AC, 50/60Hz: 10kA | Rated Current In (A): 16 | Version: 4 Pole |  |  | Not stocked | 3VJ1096-0EA42-0AA0 |  | 8975 |  | SINOPLUS 3VJ |  |  | 1 | Price is MRP | 35
1034 | Siemens | MCCB | SINOPLUS 3VJ moulded case circuit breakers - 3VJ10 MCCB, Thermal Magnetic Trip Unit, Fixed Thermal Fixed Magnetic (FTFM), 415VAC, 50Hz | 3VJ10 (VJ1 125X) 10kA 20 2 Pole | Frame Size: 3VJ10 (VJ1 125X) | Breaking Capacity 415V AC, 50/60Hz: 10kA | Rated Current In (A): 20 | Version: 2 Pole |  |  | Not stocked | 3VJ1002-0DA22-0AA0 |  | 5045 |  | SINOPLUS 3VJ |  |  | 1 | Price is MRP | 35
1035 | Siemens | MCCB | SINOPLUS 3VJ moulded case circuit breakers - 3VJ10 MCCB, Thermal Magnetic Trip Unit, Fixed Thermal Fixed Magnetic (FTFM), 415VAC, 50Hz | 3VJ10 (VJ1 125X) 10kA 20 3 Pole | Frame Size: 3VJ10 (VJ1 125X) | Breaking Capacity 415V AC, 50/60Hz: 10kA | Rated Current In (A): 20 | Version: 3 Pole |  |  | Not stocked | 3VJ1002-0DA32-0AA0 |  | 6265 |  | SINOPLUS 3VJ |  |  | 1 | Price is MRP | 35
1036 | Siemens | MCCB | SINOPLUS 3VJ moulded case circuit breakers - 3VJ10 MCCB, Thermal Magnetic Trip Unit, Fixed Thermal Fixed Magnetic (FTFM), 415VAC, 50Hz | 3VJ10 (VJ1 125X) 10kA 20 4 Pole | Frame Size: 3VJ10 (VJ1 125X) | Breaking Capacity 415V AC, 50/60Hz: 10kA | Rated Current In (A): 20 | Version: 4 Pole |  |  | Not stocked | 3VJ1002-0EA42-0AA0 |  | 8975 |  | SINOPLUS 3VJ |  |  | 1 | Price is MRP | 35
1037 | Siemens | MCCB | SINOPLUS 3VJ moulded case circuit breakers - 3VJ10 MCCB, Thermal Magnetic Trip Unit, Fixed Thermal Fixed Magnetic (FTFM), 415VAC, 50Hz | 3VJ10 (VJ1 125X) 10kA 25 2 Pole | Frame Size: 3VJ10 (VJ1 125X) | Breaking Capacity 415V AC, 50/60Hz: 10kA | Rated Current In (A): 25 | Version: 2 Pole |  |  | Not stocked | 3VJ1092-0DA22-0AA0 |  | 5045 |  | SINOPLUS 3VJ |  |  | 1 | Price is MRP | 35
1038 | Siemens | MCCB | SINOPLUS 3VJ moulded case circuit breakers - 3VJ10 MCCB, Thermal Magnetic Trip Unit, Fixed Thermal Fixed Magnetic (FTFM), 415VAC, 50Hz | 3VJ10 (VJ1 125X) 10kA 25 3 Pole | Frame Size: 3VJ10 (VJ1 125X) | Breaking Capacity 415V AC, 50/60Hz: 10kA | Rated Current In (A): 25 | Version: 3 Pole |  |  | Not stocked | 3VJ1092-0DA32-0AA0 |  | 6265 |  | SINOPLUS 3VJ |  |  | 1 | Price is MRP | 35
1039 | Siemens | MCCB | SINOPLUS 3VJ moulded case circuit breakers - 3VJ10 MCCB, Thermal Magnetic Trip Unit, Fixed Thermal Fixed Magnetic (FTFM), 415VAC, 50Hz | 3VJ10 (VJ1 125X) 10kA 25 4 Pole | Frame Size: 3VJ10 (VJ1 125X) | Breaking Capacity 415V AC, 50/60Hz: 10kA | Rated Current In (A): 25 | Version: 4 Pole |  |  | Not stocked | 3VJ1092-0EA42-0AA0 |  | 8975 |  | SINOPLUS 3VJ |  |  | 1 | Price is MRP | 35
1040 | Siemens | MCCB | SINOPLUS 3VJ moulded case circuit breakers - 3VJ10 MCCB, Thermal Magnetic Trip Unit, Fixed Thermal Fixed Magnetic (FTFM), 415VAC, 50Hz | 3VJ10 (VJ1 125X) 10kA 32 2 Pole | Frame Size: 3VJ10 (VJ1 125X) | Breaking Capacity 415V AC, 50/60Hz: 10kA | Rated Current In (A): 32 | Version: 2 Pole |  |  | Not stocked | 3VJ1003-0DA22-0AA0 |  | 5045 |  | SINOPLUS 3VJ |  |  | 1 | Price is MRP | 35
1041 | Siemens | MCCB | SINOPLUS 3VJ moulded case circuit breakers - 3VJ10 MCCB, Thermal Magnetic Trip Unit, Fixed Thermal Fixed Magnetic (FTFM), 415VAC, 50Hz | 3VJ10 (VJ1 125X) 10kA 32 3 Pole | Frame Size: 3VJ10 (VJ1 125X) | Breaking Capacity 415V AC, 50/60Hz: 10kA | Rated Current In (A): 32 | Version: 3 Pole |  |  | Not stocked | 3VJ1003-0DA32-0AA0 |  | 6265 |  | SINOPLUS 3VJ |  |  | 1 | Price is MRP | 35
1042 | Siemens | MCCB | SINOPLUS 3VJ moulded case circuit breakers - 3VJ10 MCCB, Thermal Magnetic Trip Unit, Fixed Thermal Fixed Magnetic (FTFM), 415VAC, 50Hz | 3VJ10 (VJ1 125X) 10kA 32 4 Pole | Frame Size: 3VJ10 (VJ1 125X) | Breaking Capacity 415V AC, 50/60Hz: 10kA | Rated Current In (A): 32 | Version: 4 Pole |  |  | Not stocked | 3VJ1003-0EA42-0AA0 |  | 8975 |  | SINOPLUS 3VJ |  |  | 1 | Price is MRP | 35
1043 | Siemens | MCCB | SINOPLUS 3VJ moulded case circuit breakers - 3VJ10 MCCB, Thermal Magnetic Trip Unit, Fixed Thermal Fixed Magnetic (FTFM), 415VAC, 50Hz | 3VJ10 (VJ1 125X) 10kA 40 2 Pole | Frame Size: 3VJ10 (VJ1 125X) | Breaking Capacity 415V AC, 50/60Hz: 10kA | Rated Current In (A): 40 | Version: 2 Pole |  |  | Not stocked | 3VJ1004-0DA22-0AA0 |  | 5045 |  | SINOPLUS 3VJ |  |  | 1 | Price is MRP | 35
1044 | Siemens | MCCB | SINOPLUS 3VJ moulded case circuit breakers - 3VJ10 MCCB, Thermal Magnetic Trip Unit, Fixed Thermal Fixed Magnetic (FTFM), 415VAC, 50Hz | 3VJ10 (VJ1 125X) 10kA 40 3 Pole | Frame Size: 3VJ10 (VJ1 125X) | Breaking Capacity 415V AC, 50/60Hz: 10kA | Rated Current In (A): 40 | Version: 3 Pole |  |  | Not stocked | 3VJ1004-0DA32-0AA0 |  | 6265 |  | SINOPLUS 3VJ |  |  | 1 | Price is MRP | 35
1045 | Siemens | MCCB | SINOPLUS 3VJ moulded case circuit breakers - 3VJ10 MCCB, Thermal Magnetic Trip Unit, Fixed Thermal Fixed Magnetic (FTFM), 415VAC, 50Hz | 3VJ10 (VJ1 125X) 10kA 40 4 Pole | Frame Size: 3VJ10 (VJ1 125X) | Breaking Capacity 415V AC, 50/60Hz: 10kA | Rated Current In (A): 40 | Version: 4 Pole |  |  | Not stocked | 3VJ1004-0EA42-0AA0 |  | 8975 |  | SINOPLUS 3VJ |  |  | 1 | Price is MRP | 35
1046 | Siemens | MCCB | SINOPLUS 3VJ moulded case circuit breakers - 3VJ10 MCCB, Thermal Magnetic Trip Unit, Fixed Thermal Fixed Magnetic (FTFM), 415VAC, 50Hz | 3VJ10 (VJ1 125X) 10kA 50 2 Pole | Frame Size: 3VJ10 (VJ1 125X) | Breaking Capacity 415V AC, 50/60Hz: 10kA | Rated Current In (A): 50 | Version: 2 Pole |  |  | Not stocked | 3VJ1005-0DA22-0AA0 |  | 5045 |  | SINOPLUS 3VJ |  |  | 1 | Price is MRP | 35
1047 | Siemens | MCCB | SINOPLUS 3VJ moulded case circuit breakers - 3VJ10 MCCB, Thermal Magnetic Trip Unit, Fixed Thermal Fixed Magnetic (FTFM), 415VAC, 50Hz | 3VJ10 (VJ1 125X) 10kA 50 3 Pole | Frame Size: 3VJ10 (VJ1 125X) | Breaking Capacity 415V AC, 50/60Hz: 10kA | Rated Current In (A): 50 | Version: 3 Pole |  |  | Not stocked | 3VJ1005-0DA32-0AA0 |  | 6265 |  | SINOPLUS 3VJ |  |  | 1 | Price is MRP | 35
1048 | Siemens | MCCB | SINOPLUS 3VJ moulded case circuit breakers - 3VJ10 MCCB, Thermal Magnetic Trip Unit, Fixed Thermal Fixed Magnetic (FTFM), 415VAC, 50Hz | 3VJ10 (VJ1 125X) 10kA 50 4 Pole | Frame Size: 3VJ10 (VJ1 125X) | Breaking Capacity 415V AC, 50/60Hz: 10kA | Rated Current In (A): 50 | Version: 4 Pole |  |  | Not stocked | 3VJ1005-0EA42-0AA0 |  | 8975 |  | SINOPLUS 3VJ |  |  | 1 | Price is MRP | 35
1049 | Siemens | MCCB | SINOPLUS 3VJ moulded case circuit breakers - 3VJ10 MCCB, Thermal Magnetic Trip Unit, Fixed Thermal Fixed Magnetic (FTFM), 415VAC, 50Hz | 3VJ10 (VJ1 125X) 10kA 63 2 Pole | Frame Size: 3VJ10 (VJ1 125X) | Breaking Capacity 415V AC, 50/60Hz: 10kA | Rated Current In (A): 63 | Version: 2 Pole |  |  | Not stocked | 3VJ1006-0DA22-0AA0 |  | 5045 |  | SINOPLUS 3VJ |  |  | 1 | Price is MRP | 35
1050 | Siemens | MCCB | SINOPLUS 3VJ moulded case circuit breakers - 3VJ10 MCCB, Thermal Magnetic Trip Unit, Fixed Thermal Fixed Magnetic (FTFM), 415VAC, 50Hz | 3VJ10 (VJ1 125X) 10kA 63 3 Pole | Frame Size: 3VJ10 (VJ1 125X) | Breaking Capacity 415V AC, 50/60Hz: 10kA | Rated Current In (A): 63 | Version: 3 Pole |  |  | Not stocked | 3VJ1006-0DA32-0AA0 |  | 6265 |  | SINOPLUS 3VJ |  |  | 1 | Price is MRP | 35
1051 | Siemens | MCCB | SINOPLUS 3VJ moulded case circuit breakers - 3VJ10 MCCB, Thermal Magnetic Trip Unit, Fixed Thermal Fixed Magnetic (FTFM), 415VAC, 50Hz | 3VJ10 (VJ1 125X) 10kA 63 4 Pole | Frame Size: 3VJ10 (VJ1 125X) | Breaking Capacity 415V AC, 50/60Hz: 10kA | Rated Current In (A): 63 | Version: 4 Pole |  |  | Not stocked | 3VJ1006-0EA42-0AA0 |  | 8975 |  | SINOPLUS 3VJ |  |  | 1 | Price is MRP | 35
1052 | Siemens | MCCB | SINOPLUS 3VJ moulded case circuit breakers - 3VJ10 MCCB, Thermal Magnetic Trip Unit, Fixed Thermal Fixed Magnetic (FTFM), 415VAC, 50Hz | 3VJ10 (VJ1 125X) 10kA 80 2 Pole | Frame Size: 3VJ10 (VJ1 125X) | Breaking Capacity 415V AC, 50/60Hz: 10kA | Rated Current In (A): 80 | Version: 2 Pole |  |  | Not stocked | 3VJ1008-0DA22-0AA0 |  | 5045 |  | SINOPLUS 3VJ |  |  | 1 | Price is MRP | 35
1053 | Siemens | MCCB | SINOPLUS 3VJ moulded case circuit breakers - 3VJ10 MCCB, Thermal Magnetic Trip Unit, Fixed Thermal Fixed Magnetic (FTFM), 415VAC, 50Hz | 3VJ10 (VJ1 125X) 10kA 80 3 Pole | Frame Size: 3VJ10 (VJ1 125X) | Breaking Capacity 415V AC, 50/60Hz: 10kA | Rated Current In (A): 80 | Version: 3 Pole |  |  | Not stocked | 3VJ1008-0DA32-0AA0 |  | 6265 |  | SINOPLUS 3VJ |  |  | 1 | Price is MRP | 35
1054 | Siemens | MCCB | SINOPLUS 3VJ moulded case circuit breakers - 3VJ10 MCCB, Thermal Magnetic Trip Unit, Fixed Thermal Fixed Magnetic (FTFM), 415VAC, 50Hz | 3VJ10 (VJ1 125X) 10kA 80 4 Pole | Frame Size: 3VJ10 (VJ1 125X) | Breaking Capacity 415V AC, 50/60Hz: 10kA | Rated Current In (A): 80 | Version: 4 Pole |  |  | Not stocked | 3VJ1008-0EA42-0AA0 |  | 8975 |  | SINOPLUS 3VJ |  |  | 1 | Price is MRP | 35
1055 | Siemens | MCCB | SINOPLUS 3VJ moulded case circuit breakers - 3VJ10 MCCB, Thermal Magnetic Trip Unit, Fixed Thermal Fixed Magnetic (FTFM), 415VAC, 50Hz | 3VJ10 (VJ1 125X) 10kA 100 2 Pole | Frame Size: 3VJ10 (VJ1 125X) | Breaking Capacity 415V AC, 50/60Hz: 10kA | Rated Current In (A): 100 | Version: 2 Pole |  |  | Not stocked | 3VJ1010-0DA22-0AA0 |  | 5045 |  | SINOPLUS 3VJ |  |  | 1 | Price is MRP | 35
1056 | Siemens | MCCB | SINOPLUS 3VJ moulded case circuit breakers - 3VJ10 MCCB, Thermal Magnetic Trip Unit, Fixed Thermal Fixed Magnetic (FTFM), 415VAC, 50Hz | 3VJ10 (VJ1 125X) 10kA 100 3 Pole | Frame Size: 3VJ10 (VJ1 125X) | Breaking Capacity 415V AC, 50/60Hz: 10kA | Rated Current In (A): 100 | Version: 3 Pole |  |  | Not stocked | 3VJ1010-0DA32-0AA0 |  | 6265 |  | SINOPLUS 3VJ |  |  | 1 | Price is MRP | 35
1057 | Siemens | MCCB | SINOPLUS 3VJ moulded case circuit breakers - 3VJ10 MCCB, Thermal Magnetic Trip Unit, Fixed Thermal Fixed Magnetic (FTFM), 415VAC, 50Hz | 3VJ10 (VJ1 125X) 10kA 100 4 Pole | Frame Size: 3VJ10 (VJ1 125X) | Breaking Capacity 415V AC, 50/60Hz: 10kA | Rated Current In (A): 100 | Version: 4 Pole |  |  | Not stocked | 3VJ1010-0EA42-0AA0 |  | 8975 |  | SINOPLUS 3VJ |  |  | 1 | Price is MRP | 35
1058 | Siemens | MCCB | SINOPLUS 3VJ moulded case circuit breakers - 3VJ10 MCCB, Thermal Magnetic Trip Unit, Fixed Thermal Fixed Magnetic (FTFM), 415VAC, 50Hz | 3VJ10 (VJ1 125X) 10kA 125 2 Pole | Frame Size: 3VJ10 (VJ1 125X) | Breaking Capacity 415V AC, 50/60Hz: 10kA | Rated Current In (A): 125 | Version: 2 Pole |  |  | Not stocked | 3VJ1012-0DA22-0AA0 |  | 7800 |  | SINOPLUS 3VJ |  |  | 1 | Price is MRP | 35
1059 | Siemens | MCCB | SINOPLUS 3VJ moulded case circuit breakers - 3VJ10 MCCB, Thermal Magnetic Trip Unit, Fixed Thermal Fixed Magnetic (FTFM), 415VAC, 50Hz | 3VJ10 (VJ1 125X) 10kA 125 3 Pole | Frame Size: 3VJ10 (VJ1 125X) | Breaking Capacity 415V AC, 50/60Hz: 10kA | Rated Current In (A): 125 | Version: 3 Pole |  |  | Not stocked | 3VJ1012-0DA32-0AA0 |  | 9395 |  | SINOPLUS 3VJ |  |  | 1 | Price is MRP | 35
1060 | Siemens | MCCB | SINOPLUS 3VJ moulded case circuit breakers - 3VJ10 MCCB, Thermal Magnetic Trip Unit, Fixed Thermal Fixed Magnetic (FTFM), 415VAC, 50Hz | 3VJ10 (VJ1 125X) 10kA 125 4 Pole | Frame Size: 3VJ10 (VJ1 125X) | Breaking Capacity 415V AC, 50/60Hz: 10kA | Rated Current In (A): 125 | Version: 4 Pole |  |  | Not stocked | 3VJ1012-0EA42-0AA0 |  | 13460 |  | SINOPLUS 3VJ |  |  | 1 | Price is MRP | 35
1061 | Siemens | MCCB | SINOPLUS 3VJ moulded case circuit breakers - 3VJ10 MCCB, Thermal Magnetic Trip Unit, Fixed Thermal Fixed Magnetic (FTFM), 415VAC, 50Hz | 3VJ10 (VJ1 125X) 18kA 16 2 Pole | Frame Size: 3VJ10 (VJ1 125X) | Breaking Capacity 415V AC, 50/60Hz: 18kA | Rated Current In (A): 16 | Version: 2 Pole |  |  | Not stocked | 3VJ1096-1DA22-0AA0 |  | 6980 |  | SINOPLUS 3VJ |  |  | 1 | Price is MRP | 35
1062 | Siemens | MCCB | SINOPLUS 3VJ moulded case circuit breakers - 3VJ10 MCCB, Thermal Magnetic Trip Unit, Fixed Thermal Fixed Magnetic (FTFM), 415VAC, 50Hz | 3VJ10 (VJ1 125X) 18kA 16 3 Pole | Frame Size: 3VJ10 (VJ1 125X) | Breaking Capacity 415V AC, 50/60Hz: 18kA | Rated Current In (A): 16 | Version: 3 Pole |  |  | Not stocked | 3VJ1096-1DA32-0AA0 |  | 10075 |  | SINOPLUS 3VJ |  |  | 1 | Price is MRP | 35
1063 | Siemens | MCCB | SINOPLUS 3VJ moulded case circuit breakers - 3VJ10 MCCB, Thermal Magnetic Trip Unit, Fixed Thermal Fixed Magnetic (FTFM), 415VAC, 50Hz | 3VJ10 (VJ1 125X) 18kA 16 4 Pole | Frame Size: 3VJ10 (VJ1 125X) | Breaking Capacity 415V AC, 50/60Hz: 18kA | Rated Current In (A): 16 | Version: 4 Pole |  |  | Not stocked | 3VJ1096-1EA42-0AA0 |  | 12920 |  | SINOPLUS 3VJ |  |  | 1 | Price is MRP | 35
1064 | Siemens | MCCB | SINOPLUS 3VJ moulded case circuit breakers - 3VJ10 MCCB, Thermal Magnetic Trip Unit, Fixed Thermal Fixed Magnetic (FTFM), 415VAC, 50Hz | 3VJ10 (VJ1 125X) 18kA 20 2 Pole | Frame Size: 3VJ10 (VJ1 125X) | Breaking Capacity 415V AC, 50/60Hz: 18kA | Rated Current In (A): 20 | Version: 2 Pole |  |  | Not stocked | 3VJ1002-1DA22-0AA0 |  | 6980 |  | SINOPLUS 3VJ |  |  | 1 | Price is MRP | 35
1065 | Siemens | MCCB | SINOPLUS 3VJ moulded case circuit breakers - 3VJ10 MCCB, Thermal Magnetic Trip Unit, Fixed Thermal Fixed Magnetic (FTFM), 415VAC, 50Hz | 3VJ10 (VJ1 125X) 18kA 20 3 Pole | Frame Size: 3VJ10 (VJ1 125X) | Breaking Capacity 415V AC, 50/60Hz: 18kA | Rated Current In (A): 20 | Version: 3 Pole |  |  | Not stocked | 3VJ1002-1DA32-0AA0 |  | 10075 |  | SINOPLUS 3VJ |  |  | 1 | Price is MRP | 35
1066 | Siemens | MCCB | SINOPLUS 3VJ moulded case circuit breakers - 3VJ10 MCCB, Thermal Magnetic Trip Unit, Fixed Thermal Fixed Magnetic (FTFM), 415VAC, 50Hz | 3VJ10 (VJ1 125X) 18kA 20 4 Pole | Frame Size: 3VJ10 (VJ1 125X) | Breaking Capacity 415V AC, 50/60Hz: 18kA | Rated Current In (A): 20 | Version: 4 Pole |  |  | Not stocked | 3VJ1002-1EA42-0AA0 |  | 12920 |  | SINOPLUS 3VJ |  |  | 1 | Price is MRP | 35
1067 | Siemens | MCCB | SINOPLUS 3VJ moulded case circuit breakers - 3VJ10 MCCB, Thermal Magnetic Trip Unit, Fixed Thermal Fixed Magnetic (FTFM), 415VAC, 50Hz | 3VJ10 (VJ1 125X) 18kA 25 2 Pole | Frame Size: 3VJ10 (VJ1 125X) | Breaking Capacity 415V AC, 50/60Hz: 18kA | Rated Current In (A): 25 | Version: 2 Pole |  |  | Not stocked | 3VJ1092-1DA22-0AA0 |  | 6980 |  | SINOPLUS 3VJ |  |  | 1 | Price is MRP | 35
1068 | Siemens | MCCB | SINOPLUS 3VJ moulded case circuit breakers - 3VJ10 MCCB, Thermal Magnetic Trip Unit, Fixed Thermal Fixed Magnetic (FTFM), 415VAC, 50Hz | 3VJ10 (VJ1 125X) 18kA 25 3 Pole | Frame Size: 3VJ10 (VJ1 125X) | Breaking Capacity 415V AC, 50/60Hz: 18kA | Rated Current In (A): 25 | Version: 3 Pole |  |  | Not stocked | 3VJ1092-1DA32-0AA0 |  | 10075 |  | SINOPLUS 3VJ |  |  | 1 | Price is MRP | 35
1069 | Siemens | MCCB | SINOPLUS 3VJ moulded case circuit breakers - 3VJ10 MCCB, Thermal Magnetic Trip Unit, Fixed Thermal Fixed Magnetic (FTFM), 415VAC, 50Hz | 3VJ10 (VJ1 125X) 18kA 25 4 Pole | Frame Size: 3VJ10 (VJ1 125X) | Breaking Capacity 415V AC, 50/60Hz: 18kA | Rated Current In (A): 25 | Version: 4 Pole |  |  | Not stocked | 3VJ1092-1EA42-0AA0 |  | 12920 |  | SINOPLUS 3VJ |  |  | 1 | Price is MRP | 35
1070 | Siemens | MCCB | SINOPLUS 3VJ moulded case circuit breakers - 3VJ10 MCCB, Thermal Magnetic Trip Unit, Fixed Thermal Fixed Magnetic (FTFM), 415VAC, 50Hz | 3VJ10 (VJ1 125X) 18kA 32 2 Pole | Frame Size: 3VJ10 (VJ1 125X) | Breaking Capacity 415V AC, 50/60Hz: 18kA | Rated Current In (A): 32 | Version: 2 Pole |  |  | Not stocked | 3VJ1003-1DA22-0AA0 |  | 6980 |  | SINOPLUS 3VJ |  |  | 1 | Price is MRP | 35
1071 | Siemens | MCCB | SINOPLUS 3VJ moulded case circuit breakers - 3VJ10 MCCB, Thermal Magnetic Trip Unit, Fixed Thermal Fixed Magnetic (FTFM), 415VAC, 50Hz | 3VJ10 (VJ1 125X) 18kA 32 3 Pole | Frame Size: 3VJ10 (VJ1 125X) | Breaking Capacity 415V AC, 50/60Hz: 18kA | Rated Current In (A): 32 | Version: 3 Pole |  |  | Not stocked | 3VJ1003-1DA32-0AA0 |  | 10075 |  | SINOPLUS 3VJ |  |  | 1 | Price is MRP | 35
1072 | Siemens | MCCB | SINOPLUS 3VJ moulded case circuit breakers - 3VJ10 MCCB, Thermal Magnetic Trip Unit, Fixed Thermal Fixed Magnetic (FTFM), 415VAC, 50Hz | 3VJ10 (VJ1 125X) 18kA 32 4 Pole | Frame Size: 3VJ10 (VJ1 125X) | Breaking Capacity 415V AC, 50/60Hz: 18kA | Rated Current In (A): 32 | Version: 4 Pole |  |  | Not stocked | 3VJ1003-1EA42-0AA0 |  | 12920 |  | SINOPLUS 3VJ |  |  | 1 | Price is MRP | 35
1073 | Siemens | MCCB | SINOPLUS 3VJ moulded case circuit breakers - 3VJ10 MCCB, Thermal Magnetic Trip Unit, Fixed Thermal Fixed Magnetic (FTFM), 415VAC, 50Hz | 3VJ10 (VJ1 125X) 18kA 40 2 Pole | Frame Size: 3VJ10 (VJ1 125X) | Breaking Capacity 415V AC, 50/60Hz: 18kA | Rated Current In (A): 40 | Version: 2 Pole |  |  | Not stocked | 3VJ1004-1DA22-0AA0 |  | 6980 |  | SINOPLUS 3VJ |  |  | 1 | Price is MRP | 35
1074 | Siemens | MCCB | SINOPLUS 3VJ moulded case circuit breakers - 3VJ10 MCCB, Thermal Magnetic Trip Unit, Fixed Thermal Fixed Magnetic (FTFM), 415VAC, 50Hz | 3VJ10 (VJ1 125X) 18kA 40 3 Pole | Frame Size: 3VJ10 (VJ1 125X) | Breaking Capacity 415V AC, 50/60Hz: 18kA | Rated Current In (A): 40 | Version: 3 Pole |  |  | Not stocked | 3VJ1004-1DA32-0AA0 |  | 10075 |  | SINOPLUS 3VJ |  |  | 1 | Price is MRP | 35
1075 | Siemens | MCCB | SINOPLUS 3VJ moulded case circuit breakers - 3VJ10 MCCB, Thermal Magnetic Trip Unit, Fixed Thermal Fixed Magnetic (FTFM), 415VAC, 50Hz | 3VJ10 (VJ1 125X) 18kA 40 4 Pole | Frame Size: 3VJ10 (VJ1 125X) | Breaking Capacity 415V AC, 50/60Hz: 18kA | Rated Current In (A): 40 | Version: 4 Pole |  |  | Not stocked | 3VJ1004-1EA42-0AA0 |  | 12920 |  | SINOPLUS 3VJ |  |  | 1 | Price is MRP | 35
1076 | Siemens | MCCB | SINOPLUS 3VJ moulded case circuit breakers - 3VJ10 MCCB, Thermal Magnetic Trip Unit, Fixed Thermal Fixed Magnetic (FTFM), 415VAC, 50Hz | 3VJ10 (VJ1 125X) 18kA 50 2 Pole | Frame Size: 3VJ10 (VJ1 125X) | Breaking Capacity 415V AC, 50/60Hz: 18kA | Rated Current In (A): 50 | Version: 2 Pole |  |  | Not stocked | 3VJ1005-1DA22-0AA0 |  | 6980 |  | SINOPLUS 3VJ |  |  | 1 | Price is MRP | 35
1077 | Siemens | MCCB | SINOPLUS 3VJ moulded case circuit breakers - 3VJ10 MCCB, Thermal Magnetic Trip Unit, Fixed Thermal Fixed Magnetic (FTFM), 415VAC, 50Hz | 3VJ10 (VJ1 125X) 18kA 50 3 Pole | Frame Size: 3VJ10 (VJ1 125X) | Breaking Capacity 415V AC, 50/60Hz: 18kA | Rated Current In (A): 50 | Version: 3 Pole |  |  | Not stocked | 3VJ1005-1DA32-0AA0 |  | 10075 |  | SINOPLUS 3VJ |  |  | 1 | Price is MRP | 35
1078 | Siemens | MCCB | SINOPLUS 3VJ moulded case circuit breakers - 3VJ10 MCCB, Thermal Magnetic Trip Unit, Fixed Thermal Fixed Magnetic (FTFM), 415VAC, 50Hz | 3VJ10 (VJ1 125X) 18kA 50 4 Pole | Frame Size: 3VJ10 (VJ1 125X) | Breaking Capacity 415V AC, 50/60Hz: 18kA | Rated Current In (A): 50 | Version: 4 Pole |  |  | Not stocked | 3VJ1005-1EA42-0AA0 |  | 12920 |  | SINOPLUS 3VJ |  |  | 1 | Price is MRP | 35
1079 | Siemens | MCCB | SINOPLUS 3VJ moulded case circuit breakers - 3VJ10 MCCB, Thermal Magnetic Trip Unit, Fixed Thermal Fixed Magnetic (FTFM), 415VAC, 50Hz | 3VJ10 (VJ1 125X) 18kA 63 2 Pole | Frame Size: 3VJ10 (VJ1 125X) | Breaking Capacity 415V AC, 50/60Hz: 18kA | Rated Current In (A): 63 | Version: 2 Pole |  |  | Not stocked | 3VJ1006-1DA22-0AA0 |  | 6980 |  | SINOPLUS 3VJ |  |  | 1 | Price is MRP | 35
1080 | Siemens | MCCB | SINOPLUS 3VJ moulded case circuit breakers - 3VJ10 MCCB, Thermal Magnetic Trip Unit, Fixed Thermal Fixed Magnetic (FTFM), 415VAC, 50Hz | 3VJ10 (VJ1 125X) 18kA 63 3 Pole | Frame Size: 3VJ10 (VJ1 125X) | Breaking Capacity 415V AC, 50/60Hz: 18kA | Rated Current In (A): 63 | Version: 3 Pole |  |  | Not stocked | 3VJ1006-1DA32-0AA0 |  | 10075 |  | SINOPLUS 3VJ |  |  | 1 | Price is MRP | 35
1081 | Siemens | MCCB | SINOPLUS 3VJ moulded case circuit breakers - 3VJ10 MCCB, Thermal Magnetic Trip Unit, Fixed Thermal Fixed Magnetic (FTFM), 415VAC, 50Hz | 3VJ10 (VJ1 125X) 18kA 63 4 Pole | Frame Size: 3VJ10 (VJ1 125X) | Breaking Capacity 415V AC, 50/60Hz: 18kA | Rated Current In (A): 63 | Version: 4 Pole |  |  | Not stocked | 3VJ1006-1EA42-0AA0 |  | 12920 |  | SINOPLUS 3VJ |  |  | 1 | Price is MRP | 35
1082 | Siemens | MCCB | SINOPLUS 3VJ moulded case circuit breakers - 3VJ10 MCCB, Thermal Magnetic Trip Unit, Fixed Thermal Fixed Magnetic (FTFM), 415VAC, 50Hz | 3VJ10 (VJ1 125X) 18kA 80 2 Pole | Frame Size: 3VJ10 (VJ1 125X) | Breaking Capacity 415V AC, 50/60Hz: 18kA | Rated Current In (A): 80 | Version: 2 Pole |  |  | Not stocked | 3VJ1008-1DA22-0AA0 |  | 6980 |  | SINOPLUS 3VJ |  |  | 1 | Price is MRP | 35
1083 | Siemens | MCCB | SINOPLUS 3VJ moulded case circuit breakers - 3VJ10 MCCB, Thermal Magnetic Trip Unit, Fixed Thermal Fixed Magnetic (FTFM), 415VAC, 50Hz | 3VJ10 (VJ1 125X) 18kA 80 3 Pole | Frame Size: 3VJ10 (VJ1 125X) | Breaking Capacity 415V AC, 50/60Hz: 18kA | Rated Current In (A): 80 | Version: 3 Pole |  |  | Not stocked | 3VJ1008-1DA32-0AA0 |  | 10075 |  | SINOPLUS 3VJ |  |  | 1 | Price is MRP | 35
1084 | Siemens | MCCB | SINOPLUS 3VJ moulded case circuit breakers - 3VJ10 MCCB, Thermal Magnetic Trip Unit, Fixed Thermal Fixed Magnetic (FTFM), 415VAC, 50Hz | 3VJ10 (VJ1 125X) 18kA 80 4 Pole | Frame Size: 3VJ10 (VJ1 125X) | Breaking Capacity 415V AC, 50/60Hz: 18kA | Rated Current In (A): 80 | Version: 4 Pole |  |  | Not stocked | 3VJ1008-1EA42-0AA0 |  | 12920 |  | SINOPLUS 3VJ |  |  | 1 | Price is MRP | 35
1085 | Siemens | MCCB | SINOPLUS 3VJ moulded case circuit breakers - 3VJ10 MCCB, Thermal Magnetic Trip Unit, Fixed Thermal Fixed Magnetic (FTFM), 415VAC, 50Hz | 3VJ10 (VJ1 125X) 18kA 100 2 Pole | Frame Size: 3VJ10 (VJ1 125X) | Breaking Capacity 415V AC, 50/60Hz: 18kA | Rated Current In (A): 100 | Version: 2 Pole |  |  | Not stocked | 3VJ1010-1DA22-0AA0 |  | 6980 |  | SINOPLUS 3VJ |  |  | 1 | Price is MRP | 35
1086 | Siemens | MCCB | SINOPLUS 3VJ moulded case circuit breakers - 3VJ10 MCCB, Thermal Magnetic Trip Unit, Fixed Thermal Fixed Magnetic (FTFM), 415VAC, 50Hz | 3VJ10 (VJ1 125X) 18kA 100 3 Pole | Frame Size: 3VJ10 (VJ1 125X) | Breaking Capacity 415V AC, 50/60Hz: 18kA | Rated Current In (A): 100 | Version: 3 Pole |  |  | Not stocked | 3VJ1010-1DA32-0AA0 |  | 10075 |  | SINOPLUS 3VJ |  |  | 1 | Price is MRP | 35
1087 | Siemens | MCCB | SINOPLUS 3VJ moulded case circuit breakers - 3VJ10 MCCB, Thermal Magnetic Trip Unit, Fixed Thermal Fixed Magnetic (FTFM), 415VAC, 50Hz | 3VJ10 (VJ1 125X) 18kA 100 4 Pole | Frame Size: 3VJ10 (VJ1 125X) | Breaking Capacity 415V AC, 50/60Hz: 18kA | Rated Current In (A): 100 | Version: 4 Pole |  |  | Not stocked | 3VJ1010-1EA42-0AA0 |  | 12920 |  | SINOPLUS 3VJ |  |  | 1 | Price is MRP | 35
1088 | Siemens | MCCB | SINOPLUS 3VJ moulded case circuit breakers - 3VJ10 MCCB, Thermal Magnetic Trip Unit, Fixed Thermal Fixed Magnetic (FTFM), 415VAC, 50Hz | 3VJ10 (VJ1 125X) 18kA 125 2 Pole | Frame Size: 3VJ10 (VJ1 125X) | Breaking Capacity 415V AC, 50/60Hz: 18kA | Rated Current In (A): 125 | Version: 2 Pole |  |  | Not stocked | 3VJ1012-1DA22-0AA0 |  | 8070 |  | SINOPLUS 3VJ |  |  | 1 | Price is MRP | 35
1089 | Siemens | MCCB | SINOPLUS 3VJ moulded case circuit breakers - 3VJ10 MCCB, Thermal Magnetic Trip Unit, Fixed Thermal Fixed Magnetic (FTFM), 415VAC, 50Hz | 3VJ10 (VJ1 125X) 18kA 125 3 Pole | Frame Size: 3VJ10 (VJ1 125X) | Breaking Capacity 415V AC, 50/60Hz: 18kA | Rated Current In (A): 125 | Version: 3 Pole |  |  | Not stocked | 3VJ1012-1DA32-0AA0 |  | 11550 |  | SINOPLUS 3VJ |  |  | 1 | Price is MRP | 35
1090 | Siemens | MCCB | SINOPLUS 3VJ moulded case circuit breakers - 3VJ10 MCCB, Thermal Magnetic Trip Unit, Fixed Thermal Fixed Magnetic (FTFM), 415VAC, 50Hz | 3VJ10 (VJ1 125X) 18kA 125 4 Pole | Frame Size: 3VJ10 (VJ1 125X) | Breaking Capacity 415V AC, 50/60Hz: 18kA | Rated Current In (A): 125 | Version: 4 Pole |  |  | Not stocked | 3VJ1012-1EA42-0AA0 |  | 15025 |  | SINOPLUS 3VJ |  |  | 1 | Price is MRP | 35
1091 | Siemens | MCCB | SINOPLUS 3VJ moulded case circuit breakers - 3VJ10 MCCB, Thermal Magnetic Trip Unit, Fixed Thermal Fixed Magnetic (FTFM), 415VAC, 50Hz | 3VJ10 (VJ1 125X) 25kA 16 2 Pole | Frame Size: 3VJ10 (VJ1 125X) | Breaking Capacity 415V AC, 50/60Hz: 25kA | Rated Current In (A): 16 | Version: 2 Pole |  |  | Not stocked | 3VJ1096-3DA22-0AA0 |  | 8375 |  | SINOPLUS 3VJ |  |  | 1 | Price is MRP | 35
1092 | Siemens | MCCB | SINOPLUS 3VJ moulded case circuit breakers - 3VJ10 MCCB, Thermal Magnetic Trip Unit, Fixed Thermal Fixed Magnetic (FTFM), 415VAC, 50Hz | 3VJ10 (VJ1 125X) 25kA 16 3 Pole | Frame Size: 3VJ10 (VJ1 125X) | Breaking Capacity 415V AC, 50/60Hz: 25kA | Rated Current In (A): 16 | Version: 3 Pole |  |  | Not stocked | 3VJ1096-3DA32-0AA0 |  | 10980 |  | SINOPLUS 3VJ |  |  | 1 | Price is MRP | 35
1093 | Siemens | MCCB | SINOPLUS 3VJ moulded case circuit breakers - 3VJ10 MCCB, Thermal Magnetic Trip Unit, Fixed Thermal Fixed Magnetic (FTFM), 415VAC, 50Hz | 3VJ10 (VJ1 125X) 25kA 16 4 Pole | Frame Size: 3VJ10 (VJ1 125X) | Breaking Capacity 415V AC, 50/60Hz: 25kA | Rated Current In (A): 16 | Version: 4 Pole |  |  | Not stocked | 3VJ1096-3EA42-0AA0 |  | 14570 |  | SINOPLUS 3VJ |  |  | 1 | Price is MRP | 35
1094 | Siemens | MCCB | SINOPLUS 3VJ moulded case circuit breakers - 3VJ10 MCCB, Thermal Magnetic Trip Unit, Fixed Thermal Fixed Magnetic (FTFM), 415VAC, 50Hz | 3VJ10 (VJ1 125X) 25kA 20 2 Pole | Frame Size: 3VJ10 (VJ1 125X) | Breaking Capacity 415V AC, 50/60Hz: 25kA | Rated Current In (A): 20 | Version: 2 Pole |  |  | Not stocked | 3VJ1002-3DA22-0AA0 |  | 8375 |  | SINOPLUS 3VJ |  |  | 1 | Price is MRP | 35
1095 | Siemens | MCCB | SINOPLUS 3VJ moulded case circuit breakers - 3VJ10 MCCB, Thermal Magnetic Trip Unit, Fixed Thermal Fixed Magnetic (FTFM), 415VAC, 50Hz | 3VJ10 (VJ1 125X) 25kA 20 3 Pole | Frame Size: 3VJ10 (VJ1 125X) | Breaking Capacity 415V AC, 50/60Hz: 25kA | Rated Current In (A): 20 | Version: 3 Pole |  |  | Not stocked | 3VJ1002-3DA32-0AA0 |  | 10980 |  | SINOPLUS 3VJ |  |  | 1 | Price is MRP | 35
1096 | Siemens | MCCB | SINOPLUS 3VJ moulded case circuit breakers - 3VJ10 MCCB, Thermal Magnetic Trip Unit, Fixed Thermal Fixed Magnetic (FTFM), 415VAC, 50Hz | 3VJ10 (VJ1 125X) 25kA 20 4 Pole | Frame Size: 3VJ10 (VJ1 125X) | Breaking Capacity 415V AC, 50/60Hz: 25kA | Rated Current In (A): 20 | Version: 4 Pole |  |  | Not stocked | 3VJ1002-3EA42-0AA0 |  | 14570 |  | SINOPLUS 3VJ |  |  | 1 | Price is MRP | 35
1097 | Siemens | MCCB | SINOPLUS 3VJ moulded case circuit breakers - 3VJ10 MCCB, Thermal Magnetic Trip Unit, Fixed Thermal Fixed Magnetic (FTFM), 415VAC, 50Hz | 3VJ10 (VJ1 125X) 25kA 25 2 Pole | Frame Size: 3VJ10 (VJ1 125X) | Breaking Capacity 415V AC, 50/60Hz: 25kA | Rated Current In (A): 25 | Version: 2 Pole |  |  | Not stocked | 3VJ1092-3DA22-0AA0 |  | 8375 |  | SINOPLUS 3VJ |  |  | 1 | Price is MRP | 35
1098 | Siemens | MCCB | SINOPLUS 3VJ moulded case circuit breakers - 3VJ10 MCCB, Thermal Magnetic Trip Unit, Fixed Thermal Fixed Magnetic (FTFM), 415VAC, 50Hz | 3VJ10 (VJ1 125X) 25kA 25 3 Pole | Frame Size: 3VJ10 (VJ1 125X) | Breaking Capacity 415V AC, 50/60Hz: 25kA | Rated Current In (A): 25 | Version: 3 Pole |  |  | Not stocked | 3VJ1092-3DA32-0AA0 |  | 10980 |  | SINOPLUS 3VJ |  |  | 1 | Price is MRP | 35
1099 | Siemens | MCCB | SINOPLUS 3VJ moulded case circuit breakers - 3VJ10 MCCB, Thermal Magnetic Trip Unit, Fixed Thermal Fixed Magnetic (FTFM), 415VAC, 50Hz | 3VJ10 (VJ1 125X) 25kA 25 4 Pole | Frame Size: 3VJ10 (VJ1 125X) | Breaking Capacity 415V AC, 50/60Hz: 25kA | Rated Current In (A): 25 | Version: 4 Pole |  |  | Not stocked | 3VJ1092-3EA42-0AA0 |  | 14570 |  | SINOPLUS 3VJ |  |  | 1 | Price is MRP | 35
1100 | Siemens | MCCB | SINOPLUS 3VJ moulded case circuit breakers - 3VJ10 MCCB, Thermal Magnetic Trip Unit, Fixed Thermal Fixed Magnetic (FTFM), 415VAC, 50Hz | 3VJ10 (VJ1 125X) 25kA 32 2 Pole | Frame Size: 3VJ10 (VJ1 125X) | Breaking Capacity 415V AC, 50/60Hz: 25kA | Rated Current In (A): 32 | Version: 2 Pole |  |  | Not stocked | 3VJ1003-3DA22-0AA0 |  | 8375 |  | SINOPLUS 3VJ |  |  | 1 | Price is MRP | 35
1101 | Siemens | MCCB | SINOPLUS 3VJ moulded case circuit breakers - 3VJ10 MCCB, Thermal Magnetic Trip Unit, Fixed Thermal Fixed Magnetic (FTFM), 415VAC, 50Hz | 3VJ10 (VJ1 125X) 25kA 32 3 Pole | Frame Size: 3VJ10 (VJ1 125X) | Breaking Capacity 415V AC, 50/60Hz: 25kA | Rated Current In (A): 32 | Version: 3 Pole |  |  | Not stocked | 3VJ1003-3DA32-0AA0 |  | 10980 |  | SINOPLUS 3VJ |  |  | 1 | Price is MRP | 35
1102 | Siemens | MCCB | SINOPLUS 3VJ moulded case circuit breakers - 3VJ10 MCCB, Thermal Magnetic Trip Unit, Fixed Thermal Fixed Magnetic (FTFM), 415VAC, 50Hz | 3VJ10 (VJ1 125X) 25kA 32 4 Pole | Frame Size: 3VJ10 (VJ1 125X) | Breaking Capacity 415V AC, 50/60Hz: 25kA | Rated Current In (A): 32 | Version: 4 Pole |  |  | Not stocked | 3VJ1003-3EA42-0AA0 |  | 14570 |  | SINOPLUS 3VJ |  |  | 1 | Price is MRP | 35
1103 | Siemens | MCCB | SINOPLUS 3VJ moulded case circuit breakers - 3VJ10 MCCB, Thermal Magnetic Trip Unit, Fixed Thermal Fixed Magnetic (FTFM), 415VAC, 50Hz | 3VJ10 (VJ1 125X) 25kA 40 2 Pole | Frame Size: 3VJ10 (VJ1 125X) | Breaking Capacity 415V AC, 50/60Hz: 25kA | Rated Current In (A): 40 | Version: 2 Pole |  |  | Not stocked | 3VJ1004-3DA22-0AA0 |  | 8375 |  | SINOPLUS 3VJ |  |  | 1 | Price is MRP | 35
1104 | Siemens | MCCB | SINOPLUS 3VJ moulded case circuit breakers - 3VJ10 MCCB, Thermal Magnetic Trip Unit, Fixed Thermal Fixed Magnetic (FTFM), 415VAC, 50Hz | 3VJ10 (VJ1 125X) 25kA 40 3 Pole | Frame Size: 3VJ10 (VJ1 125X) | Breaking Capacity 415V AC, 50/60Hz: 25kA | Rated Current In (A): 40 | Version: 3 Pole |  |  | Not stocked | 3VJ1004-3DA32-0AA0 |  | 10980 |  | SINOPLUS 3VJ |  |  | 1 | Price is MRP | 35
1105 | Siemens | MCCB | SINOPLUS 3VJ moulded case circuit breakers - 3VJ10 MCCB, Thermal Magnetic Trip Unit, Fixed Thermal Fixed Magnetic (FTFM), 415VAC, 50Hz | 3VJ10 (VJ1 125X) 25kA 40 4 Pole | Frame Size: 3VJ10 (VJ1 125X) | Breaking Capacity 415V AC, 50/60Hz: 25kA | Rated Current In (A): 40 | Version: 4 Pole |  |  | Not stocked | 3VJ1004-3EA42-0AA0 |  | 14570 |  | SINOPLUS 3VJ |  |  | 1 | Price is MRP | 35
1106 | Siemens | MCCB | SINOPLUS 3VJ moulded case circuit breakers - 3VJ10 MCCB, Thermal Magnetic Trip Unit, Fixed Thermal Fixed Magnetic (FTFM), 415VAC, 50Hz | 3VJ10 (VJ1 125X) 25kA 50 2 Pole | Frame Size: 3VJ10 (VJ1 125X) | Breaking Capacity 415V AC, 50/60Hz: 25kA | Rated Current In (A): 50 | Version: 2 Pole |  |  | Not stocked | 3VJ1005-3DA22-0AA0 |  | 8375 |  | SINOPLUS 3VJ |  |  | 1 | Price is MRP | 35
1107 | Siemens | MCCB | SINOPLUS 3VJ moulded case circuit breakers - 3VJ10 MCCB, Thermal Magnetic Trip Unit, Fixed Thermal Fixed Magnetic (FTFM), 415VAC, 50Hz | 3VJ10 (VJ1 125X) 25kA 50 3 Pole | Frame Size: 3VJ10 (VJ1 125X) | Breaking Capacity 415V AC, 50/60Hz: 25kA | Rated Current In (A): 50 | Version: 3 Pole |  |  | Not stocked | 3VJ1005-3DA32-0AA0 |  | 10980 |  | SINOPLUS 3VJ |  |  | 1 | Price is MRP | 35
1108 | Siemens | MCCB | SINOPLUS 3VJ moulded case circuit breakers - 3VJ10 MCCB, Thermal Magnetic Trip Unit, Fixed Thermal Fixed Magnetic (FTFM), 415VAC, 50Hz | 3VJ10 (VJ1 125X) 25kA 50 4 Pole | Frame Size: 3VJ10 (VJ1 125X) | Breaking Capacity 415V AC, 50/60Hz: 25kA | Rated Current In (A): 50 | Version: 4 Pole |  |  | Not stocked | 3VJ1005-3EA42-0AA0 |  | 14570 |  | SINOPLUS 3VJ |  |  | 1 | Price is MRP | 35
1109 | Siemens | MCCB | SINOPLUS 3VJ moulded case circuit breakers - 3VJ10 MCCB, Thermal Magnetic Trip Unit, Fixed Thermal Fixed Magnetic (FTFM), 415VAC, 50Hz | 3VJ10 (VJ1 125X) 25kA 63 2 Pole | Frame Size: 3VJ10 (VJ1 125X) | Breaking Capacity 415V AC, 50/60Hz: 25kA | Rated Current In (A): 63 | Version: 2 Pole |  |  | Not stocked | 3VJ1006-3DA22-0AA0 |  | 8375 |  | SINOPLUS 3VJ |  |  | 1 | Price is MRP | 35
1110 | Siemens | MCCB | SINOPLUS 3VJ moulded case circuit breakers - 3VJ10 MCCB, Thermal Magnetic Trip Unit, Fixed Thermal Fixed Magnetic (FTFM), 415VAC, 50Hz | 3VJ10 (VJ1 125X) 25kA 63 3 Pole | Frame Size: 3VJ10 (VJ1 125X) | Breaking Capacity 415V AC, 50/60Hz: 25kA | Rated Current In (A): 63 | Version: 3 Pole |  |  | Not stocked | 3VJ1006-3DA32-0AA0 |  | 10980 |  | SINOPLUS 3VJ |  |  | 1 | Price is MRP | 35
1111 | Siemens | MCCB | SINOPLUS 3VJ moulded case circuit breakers - 3VJ10 MCCB, Thermal Magnetic Trip Unit, Fixed Thermal Fixed Magnetic (FTFM), 415VAC, 50Hz | 3VJ10 (VJ1 125X) 25kA 63 4 Pole | Frame Size: 3VJ10 (VJ1 125X) | Breaking Capacity 415V AC, 50/60Hz: 25kA | Rated Current In (A): 63 | Version: 4 Pole |  |  | Not stocked | 3VJ1006-3EA42-0AA0 |  | 14570 |  | SINOPLUS 3VJ |  |  | 1 | Price is MRP | 35
1112 | Siemens | MCCB | SINOPLUS 3VJ moulded case circuit breakers - 3VJ10 MCCB, Thermal Magnetic Trip Unit, Fixed Thermal Fixed Magnetic (FTFM), 415VAC, 50Hz | 3VJ10 (VJ1 125X) 25kA 80 2 Pole | Frame Size: 3VJ10 (VJ1 125X) | Breaking Capacity 415V AC, 50/60Hz: 25kA | Rated Current In (A): 80 | Version: 2 Pole |  |  | Not stocked | 3VJ1008-3DA22-0AA0 |  | 8375 |  | SINOPLUS 3VJ |  |  | 1 | Price is MRP | 35
1113 | Siemens | MCCB | SINOPLUS 3VJ moulded case circuit breakers - 3VJ10 MCCB, Thermal Magnetic Trip Unit, Fixed Thermal Fixed Magnetic (FTFM), 415VAC, 50Hz | 3VJ10 (VJ1 125X) 25kA 80 3 Pole | Frame Size: 3VJ10 (VJ1 125X) | Breaking Capacity 415V AC, 50/60Hz: 25kA | Rated Current In (A): 80 | Version: 3 Pole |  |  | Not stocked | 3VJ1008-3DA32-0AA0 |  | 10980 |  | SINOPLUS 3VJ |  |  | 1 | Price is MRP | 35
1114 | Siemens | MCCB | SINOPLUS 3VJ moulded case circuit breakers - 3VJ10 MCCB, Thermal Magnetic Trip Unit, Fixed Thermal Fixed Magnetic (FTFM), 415VAC, 50Hz | 3VJ10 (VJ1 125X) 25kA 80 4 Pole | Frame Size: 3VJ10 (VJ1 125X) | Breaking Capacity 415V AC, 50/60Hz: 25kA | Rated Current In (A): 80 | Version: 4 Pole |  |  | Not stocked | 3VJ1008-3EA42-0AA0 |  | 14570 |  | SINOPLUS 3VJ |  |  | 1 | Price is MRP | 35
1115 | Siemens | MCCB | SINOPLUS 3VJ moulded case circuit breakers - 3VJ10 MCCB, Thermal Magnetic Trip Unit, Fixed Thermal Fixed Magnetic (FTFM), 415VAC, 50Hz | 3VJ10 (VJ1 125X) 25kA 100 2 Pole | Frame Size: 3VJ10 (VJ1 125X) | Breaking Capacity 415V AC, 50/60Hz: 25kA | Rated Current In (A): 100 | Version: 2 Pole |  |  | Not stocked | 3VJ1010-3DA22-0AA0 |  | 8375 |  | SINOPLUS 3VJ |  |  | 1 | Price is MRP | 35
1116 | Siemens | MCCB | SINOPLUS 3VJ moulded case circuit breakers - 3VJ10 MCCB, Thermal Magnetic Trip Unit, Fixed Thermal Fixed Magnetic (FTFM), 415VAC, 50Hz | 3VJ10 (VJ1 125X) 25kA 100 3 Pole | Frame Size: 3VJ10 (VJ1 125X) | Breaking Capacity 415V AC, 50/60Hz: 25kA | Rated Current In (A): 100 | Version: 3 Pole |  |  | Not stocked | 3VJ1010-3DA32-0AA0 |  | 10980 |  | SINOPLUS 3VJ |  |  | 1 | Price is MRP | 35
1117 | Siemens | MCCB | SINOPLUS 3VJ moulded case circuit breakers - 3VJ10 MCCB, Thermal Magnetic Trip Unit, Fixed Thermal Fixed Magnetic (FTFM), 415VAC, 50Hz | 3VJ10 (VJ1 125X) 25kA 100 4 Pole | Frame Size: 3VJ10 (VJ1 125X) | Breaking Capacity 415V AC, 50/60Hz: 25kA | Rated Current In (A): 100 | Version: 4 Pole |  |  | Not stocked | 3VJ1010-3EA42-0AA0 |  | 14570 |  | SINOPLUS 3VJ |  |  | 1 | Price is MRP | 35
1118 | Siemens | MCCB | SINOPLUS 3VJ moulded case circuit breakers - 3VJ10 MCCB, Thermal Magnetic Trip Unit, Fixed Thermal Fixed Magnetic (FTFM), 415VAC, 50Hz | 3VJ10 (VJ1 125X) 25kA 125 2 Pole | Frame Size: 3VJ10 (VJ1 125X) | Breaking Capacity 415V AC, 50/60Hz: 25kA | Rated Current In (A): 125 | Version: 2 Pole |  |  | Not stocked | 3VJ1012-3DA22-0AA0 |  | 8375 |  | SINOPLUS 3VJ |  |  | 1 | Price is MRP | 35
1119 | Siemens | MCCB | SINOPLUS 3VJ moulded case circuit breakers - 3VJ10 MCCB, Thermal Magnetic Trip Unit, Fixed Thermal Fixed Magnetic (FTFM), 415VAC, 50Hz | 3VJ10 (VJ1 125X) 25kA 125 3 Pole | Frame Size: 3VJ10 (VJ1 125X) | Breaking Capacity 415V AC, 50/60Hz: 25kA | Rated Current In (A): 125 | Version: 3 Pole |  |  | Not stocked | 3VJ1012-3DA32-0AA0 |  | 12550 |  | SINOPLUS 3VJ |  |  | 1 | Price is MRP | 35
1120 | Siemens | MCCB | SINOPLUS 3VJ moulded case circuit breakers - 3VJ10 MCCB, Thermal Magnetic Trip Unit, Fixed Thermal Fixed Magnetic (FTFM), 415VAC, 50Hz | 3VJ10 (VJ1 125X) 25kA 125 4 Pole | Frame Size: 3VJ10 (VJ1 125X) | Breaking Capacity 415V AC, 50/60Hz: 25kA | Rated Current In (A): 125 | Version: 4 Pole |  |  | Not stocked | 3VJ1012-3EA42-0AA0 |  | 16015 |  | SINOPLUS 3VJ |  |  | 1 | Price is MRP | 35
1121 | Siemens | MCCB | SINOPLUS 3VJ moulded case circuit breakers - 3VJ MCCB, Thermal Magnetic Trip Unit, Fixed Thermal Fixed Magnetic (FTFM), 415VAC, 50Hz | 3VJ12 (VJ1 250) 25kA 160 2 Pole | Frame Size: 3VJ12 (VJ1 250) | Breaking Capacity 415V AC, 50/60Hz: 25kA | Rated Current In (A): 160 | Version: 2 Pole |  |  | Not stocked | 3VJ1216-3DA22-0AA0 |  | 17005 |  | SINOPLUS 3VJ |  |  | 1 | Price is MRP | 36
1122 | Siemens | MCCB | SINOPLUS 3VJ moulded case circuit breakers - 3VJ MCCB, Thermal Magnetic Trip Unit, Fixed Thermal Fixed Magnetic (FTFM), 415VAC, 50Hz | 3VJ12 (VJ1 250) 25kA 160 3 Pole | Frame Size: 3VJ12 (VJ1 250) | Breaking Capacity 415V AC, 50/60Hz: 25kA | Rated Current In (A): 160 | Version: 3 Pole |  |  | Not stocked | 3VJ1216-3DA32-0AA0 |  | 19715 |  | SINOPLUS 3VJ |  |  | 1 | Price is MRP | 36
1123 | Siemens | MCCB | SINOPLUS 3VJ moulded case circuit breakers - 3VJ MCCB, Thermal Magnetic Trip Unit, Fixed Thermal Fixed Magnetic (FTFM), 415VAC, 50Hz | 3VJ12 (VJ1 250) 25kA 160 4 Pole | Frame Size: 3VJ12 (VJ1 250) | Breaking Capacity 415V AC, 50/60Hz: 25kA | Rated Current In (A): 160 | Version: 4 Pole |  |  | Not stocked | 3VJ1216-3EA42-0AA0 |  | 25930 |  | SINOPLUS 3VJ |  |  | 1 | Price is MRP | 36
1124 | Siemens | MCCB | SINOPLUS 3VJ moulded case circuit breakers - 3VJ MCCB, Thermal Magnetic Trip Unit, Fixed Thermal Fixed Magnetic (FTFM), 415VAC, 50Hz | 3VJ12 (VJ1 250) 25kA 200 2 Pole | Frame Size: 3VJ12 (VJ1 250) | Breaking Capacity 415V AC, 50/60Hz: 25kA | Rated Current In (A): 200 | Version: 2 Pole |  |  | Not stocked | 3VJ1220-3DA22-0AA0 |  | 17200 |  | SINOPLUS 3VJ |  |  | 1 | Price is MRP | 36
1125 | Siemens | MCCB | SINOPLUS 3VJ moulded case circuit breakers - 3VJ MCCB, Thermal Magnetic Trip Unit, Fixed Thermal Fixed Magnetic (FTFM), 415VAC, 50Hz | 3VJ12 (VJ1 250) 25kA 200 3 Pole | Frame Size: 3VJ12 (VJ1 250) | Breaking Capacity 415V AC, 50/60Hz: 25kA | Rated Current In (A): 200 | Version: 3 Pole |  |  | Not stocked | 3VJ1220-3DA32-0AA0 |  | 20020 |  | SINOPLUS 3VJ |  |  | 1 | Price is MRP | 36
1126 | Siemens | MCCB | SINOPLUS 3VJ moulded case circuit breakers - 3VJ MCCB, Thermal Magnetic Trip Unit, Fixed Thermal Fixed Magnetic (FTFM), 415VAC, 50Hz | 3VJ12 (VJ1 250) 25kA 200 4 Pole | Frame Size: 3VJ12 (VJ1 250) | Breaking Capacity 415V AC, 50/60Hz: 25kA | Rated Current In (A): 200 | Version: 4 Pole |  |  | Not stocked | 3VJ1220-3EA42-0AA0 |  | 28475 |  | SINOPLUS 3VJ |  |  | 1 | Price is MRP | 36
1127 | Siemens | MCCB | SINOPLUS 3VJ moulded case circuit breakers - 3VJ MCCB, Thermal Magnetic Trip Unit, Fixed Thermal Fixed Magnetic (FTFM), 415VAC, 50Hz | 3VJ12 (VJ1 250) 25kA 250 2 Pole | Frame Size: 3VJ12 (VJ1 250) | Breaking Capacity 415V AC, 50/60Hz: 25kA | Rated Current In (A): 250 | Version: 2 Pole |  |  | Not stocked | 3VJ1225-3DA22-0AA0 |  | 17375 |  | SINOPLUS 3VJ |  |  | 1 | Price is MRP | 36
1128 | Siemens | MCCB | SINOPLUS 3VJ moulded case circuit breakers - 3VJ MCCB, Thermal Magnetic Trip Unit, Fixed Thermal Fixed Magnetic (FTFM), 415VAC, 50Hz | 3VJ12 (VJ1 250) 25kA 250 3 Pole | Frame Size: 3VJ12 (VJ1 250) | Breaking Capacity 415V AC, 50/60Hz: 25kA | Rated Current In (A): 250 | Version: 3 Pole |  |  | Not stocked | 3VJ1225-3DA32-0AA0 |  | 22530 |  | SINOPLUS 3VJ |  |  | 1 | Price is MRP | 36
1129 | Siemens | MCCB | SINOPLUS 3VJ moulded case circuit breakers - 3VJ MCCB, Thermal Magnetic Trip Unit, Fixed Thermal Fixed Magnetic (FTFM), 415VAC, 50Hz | 3VJ12 (VJ1 250) 25kA 250 4 Pole | Frame Size: 3VJ12 (VJ1 250) | Breaking Capacity 415V AC, 50/60Hz: 25kA | Rated Current In (A): 250 | Version: 4 Pole |  |  | Not stocked | 3VJ1225-3EA42-0AA0 |  | 29665 |  | SINOPLUS 3VJ |  |  | 1 | Price is MRP | 36
1130 | Siemens | MCCB | SINOPLUS 3VJ moulded case circuit breakers - 3VJ MCCB, Thermal Magnetic Trip Unit, Fixed Thermal Fixed Magnetic (FTFM), 415VAC, 50Hz | 3VJ13 (VJ1 400) 25kA 320 3 Pole | Frame Size: 3VJ13 (VJ1 400) | Breaking Capacity 415V AC, 50/60Hz: 25kA | Rated Current In (A): 320 | Version: 3 Pole |  |  | Not stocked | 3VJ1332-3DA32-0AA0 |  | 44630 |  | SINOPLUS 3VJ |  |  | 1 | Price is MRP | 36
1131 | Siemens | MCCB | SINOPLUS 3VJ moulded case circuit breakers - 3VJ MCCB, Thermal Magnetic Trip Unit, Fixed Thermal Fixed Magnetic (FTFM), 415VAC, 50Hz | 3VJ13 (VJ1 400) 25kA 320 4 Pole | Frame Size: 3VJ13 (VJ1 400) | Breaking Capacity 415V AC, 50/60Hz: 25kA | Rated Current In (A): 320 | Version: 4 Pole |  |  | Not stocked | 3VJ1332-3EA42-0AA0 |  | 57480 |  | SINOPLUS 3VJ |  |  | 1 | Price is MRP | 36
1132 | Siemens | MCCB | SINOPLUS 3VJ moulded case circuit breakers - 3VJ MCCB, Thermal Magnetic Trip Unit, Fixed Thermal Fixed Magnetic (FTFM), 415VAC, 50Hz | 3VJ13 (VJ1 400) 25kA 400 3 Pole | Frame Size: 3VJ13 (VJ1 400) | Breaking Capacity 415V AC, 50/60Hz: 25kA | Rated Current In (A): 400 | Version: 3 Pole |  |  | Not stocked | 3VJ1340-3DA32-0AA0 |  | 44630 |  | SINOPLUS 3VJ |  |  | 1 | Price is MRP | 36
1133 | Siemens | MCCB | SINOPLUS 3VJ moulded case circuit breakers - 3VJ MCCB, Thermal Magnetic Trip Unit, Fixed Thermal Fixed Magnetic (FTFM), 415VAC, 50Hz | 3VJ13 (VJ1 400) 25kA 400 4 Pole | Frame Size: 3VJ13 (VJ1 400) | Breaking Capacity 415V AC, 50/60Hz: 25kA | Rated Current In (A): 400 | Version: 4 Pole |  |  | Not stocked | 3VJ1340-3EA42-0AA0 |  | 57480 |  | SINOPLUS 3VJ |  |  | 1 | Price is MRP | 36
1134 | Siemens | MCCB | SINOPLUS 3VJ moulded case circuit breakers - 3VJ MCCB, Thermal Magnetic Trip Unit, Fixed Thermal Fixed Magnetic (FTFM), 415VAC, 50Hz | 3VJ11 (VJ1 125) 36kA 16 2 Pole | Frame Size: 3VJ11 (VJ1 125) | Breaking Capacity 415V AC, 50/60Hz: 36kA | Rated Current In (A): 16 | Version: 2 Pole |  |  | Not stocked | 3VJ1196-5DA22-0AA0 |  | 12890 |  | SINOPLUS 3VJ |  |  | 1 | Price is MRP | 36
1135 | Siemens | MCCB | SINOPLUS 3VJ moulded case circuit breakers - 3VJ MCCB, Thermal Magnetic Trip Unit, Fixed Thermal Fixed Magnetic (FTFM), 415VAC, 50Hz | 3VJ11 (VJ1 125) 36kA 16 3 Pole | Frame Size: 3VJ11 (VJ1 125) | Breaking Capacity 415V AC, 50/60Hz: 36kA | Rated Current In (A): 16 | Version: 3 Pole |  |  | Not stocked | 3VJ1196-5DA32-0AA0 |  | 15330 |  | SINOPLUS 3VJ |  |  | 1 | Price is MRP | 36
1136 | Siemens | MCCB | SINOPLUS 3VJ moulded case circuit breakers - 3VJ MCCB, Thermal Magnetic Trip Unit, Fixed Thermal Fixed Magnetic (FTFM), 415VAC, 50Hz | 3VJ11 (VJ1 125) 36kA 16 4 Pole | Frame Size: 3VJ11 (VJ1 125) | Breaking Capacity 415V AC, 50/60Hz: 36kA | Rated Current In (A): 16 | Version: 4 Pole |  |  | Not stocked | 3VJ1196-5EA42-0AA0 |  | 20245 |  | SINOPLUS 3VJ |  |  | 1 | Price is MRP | 36
1137 | Siemens | MCCB | SINOPLUS 3VJ moulded case circuit breakers - 3VJ MCCB, Thermal Magnetic Trip Unit, Fixed Thermal Fixed Magnetic (FTFM), 415VAC, 50Hz | 3VJ11 (VJ1 125) 36kA 20 2 Pole | Frame Size: 3VJ11 (VJ1 125) | Breaking Capacity 415V AC, 50/60Hz: 36kA | Rated Current In (A): 20 | Version: 2 Pole |  |  | Not stocked | 3VJ1102-5DA22-0AA0 |  | 12890 |  | SINOPLUS 3VJ |  |  | 1 | Price is MRP | 36
1138 | Siemens | MCCB | SINOPLUS 3VJ moulded case circuit breakers - 3VJ MCCB, Thermal Magnetic Trip Unit, Fixed Thermal Fixed Magnetic (FTFM), 415VAC, 50Hz | 3VJ11 (VJ1 125) 36kA 20 3 Pole | Frame Size: 3VJ11 (VJ1 125) | Breaking Capacity 415V AC, 50/60Hz: 36kA | Rated Current In (A): 20 | Version: 3 Pole |  |  | Not stocked | 3VJ1102-5DA32-0AA0 |  | 15330 |  | SINOPLUS 3VJ |  |  | 1 | Price is MRP | 36
1139 | Siemens | MCCB | SINOPLUS 3VJ moulded case circuit breakers - 3VJ MCCB, Thermal Magnetic Trip Unit, Fixed Thermal Fixed Magnetic (FTFM), 415VAC, 50Hz | 3VJ11 (VJ1 125) 36kA 20 4 Pole | Frame Size: 3VJ11 (VJ1 125) | Breaking Capacity 415V AC, 50/60Hz: 36kA | Rated Current In (A): 20 | Version: 4 Pole |  |  | Not stocked | 3VJ1102-5EA42-0AA0 |  | 20245 |  | SINOPLUS 3VJ |  |  | 1 | Price is MRP | 36
1140 | Siemens | MCCB | SINOPLUS 3VJ moulded case circuit breakers - 3VJ MCCB, Thermal Magnetic Trip Unit, Fixed Thermal Fixed Magnetic (FTFM), 415VAC, 50Hz | 3VJ11 (VJ1 125) 36kA 25 2 Pole | Frame Size: 3VJ11 (VJ1 125) | Breaking Capacity 415V AC, 50/60Hz: 36kA | Rated Current In (A): 25 | Version: 2 Pole |  |  | Not stocked | 3VJ1192-5DA22-0AA0 |  | 12890 |  | SINOPLUS 3VJ |  |  | 1 | Price is MRP | 36
1141 | Siemens | MCCB | SINOPLUS 3VJ moulded case circuit breakers - 3VJ MCCB, Thermal Magnetic Trip Unit, Fixed Thermal Fixed Magnetic (FTFM), 415VAC, 50Hz | 3VJ11 (VJ1 125) 36kA 25 3 Pole | Frame Size: 3VJ11 (VJ1 125) | Breaking Capacity 415V AC, 50/60Hz: 36kA | Rated Current In (A): 25 | Version: 3 Pole |  |  | Not stocked | 3VJ1192-5DA32-0AA0 |  | 15330 |  | SINOPLUS 3VJ |  |  | 1 | Price is MRP | 36
1142 | Siemens | MCCB | SINOPLUS 3VJ moulded case circuit breakers - 3VJ MCCB, Thermal Magnetic Trip Unit, Fixed Thermal Fixed Magnetic (FTFM), 415VAC, 50Hz | 3VJ11 (VJ1 125) 36kA 25 4 Pole | Frame Size: 3VJ11 (VJ1 125) | Breaking Capacity 415V AC, 50/60Hz: 36kA | Rated Current In (A): 25 | Version: 4 Pole |  |  | Not stocked | 3VJ1192-5EA42-0AA0 |  | 20245 |  | SINOPLUS 3VJ |  |  | 1 | Price is MRP | 36
1143 | Siemens | MCCB | SINOPLUS 3VJ moulded case circuit breakers - 3VJ MCCB, Thermal Magnetic Trip Unit, Fixed Thermal Fixed Magnetic (FTFM), 415VAC, 50Hz | 3VJ11 (VJ1 125) 36kA 32 2 Pole | Frame Size: 3VJ11 (VJ1 125) | Breaking Capacity 415V AC, 50/60Hz: 36kA | Rated Current In (A): 32 | Version: 2 Pole |  |  | Not stocked | 3VJ1103-5DA22-0AA0 |  | 12890 |  | SINOPLUS 3VJ |  |  | 1 | Price is MRP | 36
1144 | Siemens | MCCB | SINOPLUS 3VJ moulded case circuit breakers - 3VJ MCCB, Thermal Magnetic Trip Unit, Fixed Thermal Fixed Magnetic (FTFM), 415VAC, 50Hz | 3VJ11 (VJ1 125) 36kA 32 3 Pole | Frame Size: 3VJ11 (VJ1 125) | Breaking Capacity 415V AC, 50/60Hz: 36kA | Rated Current In (A): 32 | Version: 3 Pole |  |  | Not stocked | 3VJ1103-5DA32-0AA0 |  | 15330 |  | SINOPLUS 3VJ |  |  | 1 | Price is MRP | 36
1145 | Siemens | MCCB | SINOPLUS 3VJ moulded case circuit breakers - 3VJ MCCB, Thermal Magnetic Trip Unit, Fixed Thermal Fixed Magnetic (FTFM), 415VAC, 50Hz | 3VJ11 (VJ1 125) 36kA 32 4 Pole | Frame Size: 3VJ11 (VJ1 125) | Breaking Capacity 415V AC, 50/60Hz: 36kA | Rated Current In (A): 32 | Version: 4 Pole |  |  | Not stocked | 3VJ1103-5EA42-0AA0 |  | 20245 |  | SINOPLUS 3VJ |  |  | 1 | Price is MRP | 36
1146 | Siemens | MCCB | SINOPLUS 3VJ moulded case circuit breakers - 3VJ MCCB, Thermal Magnetic Trip Unit, Fixed Thermal Fixed Magnetic (FTFM), 415VAC, 50Hz | 3VJ11 (VJ1 125) 36kA 40 2 Pole | Frame Size: 3VJ11 (VJ1 125) | Breaking Capacity 415V AC, 50/60Hz: 36kA | Rated Current In (A): 40 | Version: 2 Pole |  |  | Not stocked | 3VJ1104-5DA22-0AA0 |  | 12890 |  | SINOPLUS 3VJ |  |  | 1 | Price is MRP | 36
1147 | Siemens | MCCB | SINOPLUS 3VJ moulded case circuit breakers - 3VJ MCCB, Thermal Magnetic Trip Unit, Fixed Thermal Fixed Magnetic (FTFM), 415VAC, 50Hz | 3VJ11 (VJ1 125) 36kA 40 3 Pole | Frame Size: 3VJ11 (VJ1 125) | Breaking Capacity 415V AC, 50/60Hz: 36kA | Rated Current In (A): 40 | Version: 3 Pole |  |  | Not stocked | 3VJ1104-5DA32-0AA0 |  | 15330 |  | SINOPLUS 3VJ |  |  | 1 | Price is MRP | 36
1148 | Siemens | MCCB | SINOPLUS 3VJ moulded case circuit breakers - 3VJ MCCB, Thermal Magnetic Trip Unit, Fixed Thermal Fixed Magnetic (FTFM), 415VAC, 50Hz | 3VJ11 (VJ1 125) 36kA 40 4 Pole | Frame Size: 3VJ11 (VJ1 125) | Breaking Capacity 415V AC, 50/60Hz: 36kA | Rated Current In (A): 40 | Version: 4 Pole |  |  | Not stocked | 3VJ1104-5EA42-0AA0 |  | 20245 |  | SINOPLUS 3VJ |  |  | 1 | Price is MRP | 36
1149 | Siemens | MCCB | SINOPLUS 3VJ moulded case circuit breakers - 3VJ MCCB, Thermal Magnetic Trip Unit, Fixed Thermal Fixed Magnetic (FTFM), 415VAC, 50Hz | 3VJ11 (VJ1 125) 36kA 50 2 Pole | Frame Size: 3VJ11 (VJ1 125) | Breaking Capacity 415V AC, 50/60Hz: 36kA | Rated Current In (A): 50 | Version: 2 Pole |  |  | Not stocked | 3VJ1105-5DA22-0AA0 |  | 12890 |  | SINOPLUS 3VJ |  |  | 1 | Price is MRP | 36
1150 | Siemens | MCCB | SINOPLUS 3VJ moulded case circuit breakers - 3VJ MCCB, Thermal Magnetic Trip Unit, Fixed Thermal Fixed Magnetic (FTFM), 415VAC, 50Hz | 3VJ11 (VJ1 125) 36kA 50 3 Pole | Frame Size: 3VJ11 (VJ1 125) | Breaking Capacity 415V AC, 50/60Hz: 36kA | Rated Current In (A): 50 | Version: 3 Pole |  |  | Not stocked | 3VJ1105-5DA32-0AA0 |  | 15330 |  | SINOPLUS 3VJ |  |  | 1 | Price is MRP | 36
1151 | Siemens | MCCB | SINOPLUS 3VJ moulded case circuit breakers - 3VJ MCCB, Thermal Magnetic Trip Unit, Fixed Thermal Fixed Magnetic (FTFM), 415VAC, 50Hz | 3VJ11 (VJ1 125) 36kA 50 4 Pole | Frame Size: 3VJ11 (VJ1 125) | Breaking Capacity 415V AC, 50/60Hz: 36kA | Rated Current In (A): 50 | Version: 4 Pole |  |  | Not stocked | 3VJ1105-5EA42-0AA0 |  | 20245 |  | SINOPLUS 3VJ |  |  | 1 | Price is MRP | 36
1152 | Siemens | MCCB | SINOPLUS 3VJ moulded case circuit breakers - 3VJ MCCB, Thermal Magnetic Trip Unit, Fixed Thermal Fixed Magnetic (FTFM), 415VAC, 50Hz | 3VJ11 (VJ1 125) 36kA 63 2 Pole | Frame Size: 3VJ11 (VJ1 125) | Breaking Capacity 415V AC, 50/60Hz: 36kA | Rated Current In (A): 63 | Version: 2 Pole |  |  | Not stocked | 3VJ1106-5DA22-0AA0 |  | 12890 |  | SINOPLUS 3VJ |  |  | 1 | Price is MRP | 36
1153 | Siemens | MCCB | SINOPLUS 3VJ moulded case circuit breakers - 3VJ MCCB, Thermal Magnetic Trip Unit, Fixed Thermal Fixed Magnetic (FTFM), 415VAC, 50Hz | 3VJ11 (VJ1 125) 36kA 63 3 Pole | Frame Size: 3VJ11 (VJ1 125) | Breaking Capacity 415V AC, 50/60Hz: 36kA | Rated Current In (A): 63 | Version: 3 Pole |  |  | Not stocked | 3VJ1106-5DA32-0AA0 |  | 15330 |  | SINOPLUS 3VJ |  |  | 1 | Price is MRP | 36
1154 | Siemens | MCCB | SINOPLUS 3VJ moulded case circuit breakers - 3VJ MCCB, Thermal Magnetic Trip Unit, Fixed Thermal Fixed Magnetic (FTFM), 415VAC, 50Hz | 3VJ11 (VJ1 125) 36kA 63 4 Pole | Frame Size: 3VJ11 (VJ1 125) | Breaking Capacity 415V AC, 50/60Hz: 36kA | Rated Current In (A): 63 | Version: 4 Pole |  |  | Not stocked | 3VJ1106-5EA42-0AA0 |  | 20245 |  | SINOPLUS 3VJ |  |  | 1 | Price is MRP | 36
1155 | Siemens | MCCB | SINOPLUS 3VJ moulded case circuit breakers - 3VJ MCCB, Thermal Magnetic Trip Unit, Fixed Thermal Fixed Magnetic (FTFM), 415VAC, 50Hz | 3VJ11 (VJ1 125) 36kA 80 2 Pole | Frame Size: 3VJ11 (VJ1 125) | Breaking Capacity 415V AC, 50/60Hz: 36kA | Rated Current In (A): 80 | Version: 2 Pole |  |  | Not stocked | 3VJ1108-5DA22-0AA0 |  | 12890 |  | SINOPLUS 3VJ |  |  | 1 | Price is MRP | 36
1156 | Siemens | MCCB | SINOPLUS 3VJ moulded case circuit breakers - 3VJ MCCB, Thermal Magnetic Trip Unit, Fixed Thermal Fixed Magnetic (FTFM), 415VAC, 50Hz | 3VJ11 (VJ1 125) 36kA 80 3 Pole | Frame Size: 3VJ11 (VJ1 125) | Breaking Capacity 415V AC, 50/60Hz: 36kA | Rated Current In (A): 80 | Version: 3 Pole |  |  | Not stocked | 3VJ1108-5DA32-0AA0 |  | 15780 |  | SINOPLUS 3VJ |  |  | 1 | Price is MRP | 36
1157 | Siemens | MCCB | SINOPLUS 3VJ moulded case circuit breakers - 3VJ MCCB, Thermal Magnetic Trip Unit, Fixed Thermal Fixed Magnetic (FTFM), 415VAC, 50Hz | 3VJ11 (VJ1 125) 36kA 80 4 Pole | Frame Size: 3VJ11 (VJ1 125) | Breaking Capacity 415V AC, 50/60Hz: 36kA | Rated Current In (A): 80 | Version: 4 Pole |  |  | Not stocked | 3VJ1108-5EA42-0AA0 |  | 20875 |  | SINOPLUS 3VJ |  |  | 1 | Price is MRP | 36
1158 | Siemens | MCCB | SINOPLUS 3VJ moulded case circuit breakers - 3VJ MCCB, Thermal Magnetic Trip Unit, Fixed Thermal Fixed Magnetic (FTFM), 415VAC, 50Hz | 3VJ11 (VJ1 125) 36kA 100 2 Pole | Frame Size: 3VJ11 (VJ1 125) | Breaking Capacity 415V AC, 50/60Hz: 36kA | Rated Current In (A): 100 | Version: 2 Pole |  |  | Not stocked | 3VJ1110-5DA22-0AA0 |  | 12890 |  | SINOPLUS 3VJ |  |  | 1 | Price is MRP | 36
1159 | Siemens | MCCB | SINOPLUS 3VJ moulded case circuit breakers - 3VJ MCCB, Thermal Magnetic Trip Unit, Fixed Thermal Fixed Magnetic (FTFM), 415VAC, 50Hz | 3VJ11 (VJ1 125) 36kA 100 3 Pole | Frame Size: 3VJ11 (VJ1 125) | Breaking Capacity 415V AC, 50/60Hz: 36kA | Rated Current In (A): 100 | Version: 3 Pole |  |  | Not stocked | 3VJ1110-5DA32-0AA0 |  | 15780 |  | SINOPLUS 3VJ |  |  | 1 | Price is MRP | 36
1160 | Siemens | MCCB | SINOPLUS 3VJ moulded case circuit breakers - 3VJ MCCB, Thermal Magnetic Trip Unit, Fixed Thermal Fixed Magnetic (FTFM), 415VAC, 50Hz | 3VJ11 (VJ1 125) 36kA 100 4 Pole | Frame Size: 3VJ11 (VJ1 125) | Breaking Capacity 415V AC, 50/60Hz: 36kA | Rated Current In (A): 100 | Version: 4 Pole |  |  | Not stocked | 3VJ1110-5EA42-0AA0 |  | 20875 |  | SINOPLUS 3VJ |  |  | 1 | Price is MRP | 36
1161 | Siemens | MCCB | SINOPLUS 3VJ moulded case circuit breakers - 3VJ MCCB, Thermal Magnetic Trip Unit, Fixed Thermal Fixed Magnetic (FTFM), 415VAC, 50Hz | 3VJ11 (VJ1 125) 36kA 125 2 Pole | Frame Size: 3VJ11 (VJ1 125) | Breaking Capacity 415V AC, 50/60Hz: 36kA | Rated Current In (A): 125 | Version: 2 Pole |  |  | Not stocked | 3VJ1112-5DA22-0AA0 |  | 12890 |  | SINOPLUS 3VJ |  |  | 1 | Price is MRP | 36
1162 | Siemens | MCCB | SINOPLUS 3VJ moulded case circuit breakers - 3VJ MCCB, Thermal Magnetic Trip Unit, Fixed Thermal Fixed Magnetic (FTFM), 415VAC, 50Hz | 3VJ11 (VJ1 125) 36kA 125 3 Pole | Frame Size: 3VJ11 (VJ1 125) | Breaking Capacity 415V AC, 50/60Hz: 36kA | Rated Current In (A): 125 | Version: 3 Pole |  |  | Not stocked | 3VJ1112-5DA32-0AA0 |  | 17360 |  | SINOPLUS 3VJ |  |  | 1 | Price is MRP | 36
1163 | Siemens | MCCB | SINOPLUS 3VJ moulded case circuit breakers - 3VJ MCCB, Thermal Magnetic Trip Unit, Fixed Thermal Fixed Magnetic (FTFM), 415VAC, 50Hz | 3VJ11 (VJ1 125) 36kA 125 4 Pole | Frame Size: 3VJ11 (VJ1 125) | Breaking Capacity 415V AC, 50/60Hz: 36kA | Rated Current In (A): 125 | Version: 4 Pole |  |  | Not stocked | 3VJ1112-5EA42-0AA0 |  | 22685 |  | SINOPLUS 3VJ |  |  | 1 | Price is MRP | 36
1164 | Siemens | MCCB | SINOPLUS 3VJ moulded case circuit breakers - 3VJ MCCB, Thermal Magnetic Trip Unit, Fixed Thermal Fixed Magnetic (FTFM), 415VAC, 50Hz | 3VJ12 (VJ1 250) 36kA 160 2 Pole | Frame Size: 3VJ12 (VJ1 250) | Breaking Capacity 415V AC, 50/60Hz: 36kA | Rated Current In (A): 160 | Version: 2 Pole |  |  | Not stocked | 3VJ1216-5DA22-0AA0 |  | 17935 |  | SINOPLUS 3VJ |  |  | 1 | Price is MRP | 36
1165 | Siemens | MCCB | SINOPLUS 3VJ moulded case circuit breakers - 3VJ MCCB, Thermal Magnetic Trip Unit, Fixed Thermal Fixed Magnetic (FTFM), 415VAC, 50Hz | 3VJ12 (VJ1 250) 36kA 160 3 Pole | Frame Size: 3VJ12 (VJ1 250) | Breaking Capacity 415V AC, 50/60Hz: 36kA | Rated Current In (A): 160 | Version: 3 Pole |  |  | Not stocked | 3VJ1216-5DA32-0AA0 |  | 22075 |  | SINOPLUS 3VJ |  |  | 1 | Price is MRP | 36
1166 | Siemens | MCCB | SINOPLUS 3VJ moulded case circuit breakers - 3VJ MCCB, Thermal Magnetic Trip Unit, Fixed Thermal Fixed Magnetic (FTFM), 415VAC, 50Hz | 3VJ12 (VJ1 250) 36kA 160 4 Pole | Frame Size: 3VJ12 (VJ1 250) | Breaking Capacity 415V AC, 50/60Hz: 36kA | Rated Current In (A): 160 | Version: 4 Pole |  |  | Not stocked | 3VJ1216-5EA42-0AA0 |  | 26850 |  | SINOPLUS 3VJ |  |  | 1 | Price is MRP | 36
1167 | Siemens | MCCB | SINOPLUS 3VJ moulded case circuit breakers - 3VJ MCCB, Thermal Magnetic Trip Unit, Fixed Thermal Fixed Magnetic (FTFM), 415VAC, 50Hz | 3VJ12 (VJ1 250) 36kA 200 2 Pole | Frame Size: 3VJ12 (VJ1 250) | Breaking Capacity 415V AC, 50/60Hz: 36kA | Rated Current In (A): 200 | Version: 2 Pole |  |  | Not stocked | 3VJ1220-5DA22-0AA0 |  | 18895 |  | SINOPLUS 3VJ |  |  | 1 | Price is MRP | 36
1168 | Siemens | MCCB | SINOPLUS 3VJ moulded case circuit breakers - 3VJ MCCB, Thermal Magnetic Trip Unit, Fixed Thermal Fixed Magnetic (FTFM), 415VAC, 50Hz | 3VJ12 (VJ1 250) 36kA 200 3 Pole | Frame Size: 3VJ12 (VJ1 250) | Breaking Capacity 415V AC, 50/60Hz: 36kA | Rated Current In (A): 200 | Version: 3 Pole |  |  | Not stocked | 3VJ1220-5DA32-0AA0 |  | 27220 |  | SINOPLUS 3VJ |  |  | 1 | Price is MRP | 36
1169 | Siemens | MCCB | SINOPLUS 3VJ moulded case circuit breakers - 3VJ MCCB, Thermal Magnetic Trip Unit, Fixed Thermal Fixed Magnetic (FTFM), 415VAC, 50Hz | 3VJ12 (VJ1 250) 36kA 200 4 Pole | Frame Size: 3VJ12 (VJ1 250) | Breaking Capacity 415V AC, 50/60Hz: 36kA | Rated Current In (A): 200 | Version: 4 Pole |  |  | Not stocked | 3VJ1220-5EA42-0AA0 |  | 35130 |  | SINOPLUS 3VJ |  |  | 1 | Price is MRP | 36
1170 | Siemens | MCCB | SINOPLUS 3VJ moulded case circuit breakers - 3VJ MCCB, Thermal Magnetic Trip Unit, Fixed Thermal Fixed Magnetic (FTFM), 415VAC, 50Hz | 3VJ12 (VJ1 250) 36kA 250 2 Pole | Frame Size: 3VJ12 (VJ1 250) | Breaking Capacity 415V AC, 50/60Hz: 36kA | Rated Current In (A): 250 | Version: 2 Pole |  |  | Not stocked | 3VJ1225-5DA22-0AA0 |  | 21325 |  | SINOPLUS 3VJ |  |  | 1 | Price is MRP | 36
1171 | Siemens | MCCB | SINOPLUS 3VJ moulded case circuit breakers - 3VJ MCCB, Thermal Magnetic Trip Unit, Fixed Thermal Fixed Magnetic (FTFM), 415VAC, 50Hz | 3VJ12 (VJ1 250) 36kA 250 3 Pole | Frame Size: 3VJ12 (VJ1 250) | Breaking Capacity 415V AC, 50/60Hz: 36kA | Rated Current In (A): 250 | Version: 3 Pole |  |  | Not stocked | 3VJ1225-5DA32-0AA0 |  | 31285 |  | SINOPLUS 3VJ |  |  | 1 | Price is MRP | 36
1172 | Siemens | MCCB | SINOPLUS 3VJ moulded case circuit breakers - 3VJ MCCB, Thermal Magnetic Trip Unit, Fixed Thermal Fixed Magnetic (FTFM), 415VAC, 50Hz | 3VJ12 (VJ1 250) 36kA 250 4 Pole | Frame Size: 3VJ12 (VJ1 250) | Breaking Capacity 415V AC, 50/60Hz: 36kA | Rated Current In (A): 250 | Version: 4 Pole |  |  | Not stocked | 3VJ1225-5EA42-0AA0 |  | 40260 |  | SINOPLUS 3VJ |  |  | 1 | Price is MRP | 36
1173 | Siemens | MCCB | SINOPLUS 3VJ moulded case circuit breakers - 3VJ MCCB, Thermal Magnetic Trip Unit, Fixed Thermal Fixed Magnetic (FTFM), 415VAC, 50Hz | 3VJ13 (VJ1 400) 36kA 320 3 Pole | Frame Size: 3VJ13 (VJ1 400) | Breaking Capacity 415V AC, 50/60Hz: 36kA | Rated Current In (A): 320 | Version: 3 Pole |  |  | Not stocked | 3VJ1332-5DA32-0AA0 |  | 45745 |  | SINOPLUS 3VJ |  |  | 1 | Price is MRP | 36
1174 | Siemens | MCCB | SINOPLUS 3VJ moulded case circuit breakers - 3VJ MCCB, Thermal Magnetic Trip Unit, Fixed Thermal Fixed Magnetic (FTFM), 415VAC, 50Hz | 3VJ13 (VJ1 400) 36kA 320 4 Pole | Frame Size: 3VJ13 (VJ1 400) | Breaking Capacity 415V AC, 50/60Hz: 36kA | Rated Current In (A): 320 | Version: 4 Pole |  |  | Not stocked | 3VJ1332-5EA42-0AA0 |  | 58595 |  | SINOPLUS 3VJ |  |  | 1 | Price is MRP | 36
1175 | Siemens | MCCB | SINOPLUS 3VJ moulded case circuit breakers - 3VJ MCCB, Thermal Magnetic Trip Unit, Fixed Thermal Fixed Magnetic (FTFM), 415VAC, 50Hz | 3VJ13 (VJ1 400) 36kA 400 3 Pole | Frame Size: 3VJ13 (VJ1 400) | Breaking Capacity 415V AC, 50/60Hz: 36kA | Rated Current In (A): 400 | Version: 3 Pole |  |  | Not stocked | 3VJ1340-5DA32-0AA0 |  | 45745 |  | SINOPLUS 3VJ |  |  | 1 | Price is MRP | 36
1176 | Siemens | MCCB | SINOPLUS 3VJ moulded case circuit breakers - 3VJ MCCB, Thermal Magnetic Trip Unit, Fixed Thermal Fixed Magnetic (FTFM), 415VAC, 50Hz | 3VJ13 (VJ1 400) 36kA 400 4 Pole | Frame Size: 3VJ13 (VJ1 400) | Breaking Capacity 415V AC, 50/60Hz: 36kA | Rated Current In (A): 400 | Version: 4 Pole |  |  | Not stocked | 3VJ1340-5EA42-0AA0 |  | 58595 |  | SINOPLUS 3VJ |  |  | 1 | Price is MRP | 36
1177 | Siemens | MCCB | SINOPLUS 3VJ moulded case circuit breakers - 3VJ MCCB, Thermal Magnetic Trip Unit, Fixed Thermal Fixed Magnetic (FTFM), 415VAC, 50Hz | 3VJ14 (VJ1 630) 36kA 500 3 Pole | Frame Size: 3VJ14 (VJ1 630) | Breaking Capacity 415V AC, 50/60Hz: 36kA | Rated Current In (A): 500 | Version: 3 Pole |  |  | Not stocked | 3VJ1450-5DA32-0AA0 |  | 68620 |  | SINOPLUS 3VJ |  |  | 1 | Price is MRP | 36
1178 | Siemens | MCCB | SINOPLUS 3VJ moulded case circuit breakers - 3VJ MCCB, Thermal Magnetic Trip Unit, Fixed Thermal Fixed Magnetic (FTFM), 415VAC, 50Hz | 3VJ14 (VJ1 630) 36kA 500 4 Pole | Frame Size: 3VJ14 (VJ1 630) | Breaking Capacity 415V AC, 50/60Hz: 36kA | Rated Current In (A): 500 | Version: 4 Pole |  |  | Not stocked | 3VJ1450-5EA42-0AA0 |  | 87900 |  | SINOPLUS 3VJ |  |  | 1 | Price is MRP | 36
1179 | Siemens | MCCB | SINOPLUS 3VJ moulded case circuit breakers - 3VJ MCCB, Thermal Magnetic Trip Unit, Fixed Thermal Fixed Magnetic (FTFM), 415VAC, 50Hz | 3VJ14 (VJ1 630) 36kA 630 3 Pole | Frame Size: 3VJ14 (VJ1 630) | Breaking Capacity 415V AC, 50/60Hz: 36kA | Rated Current In (A): 630 | Version: 3 Pole |  |  | Not stocked | 3VJ1463-5DA32-0AA0 |  | 68620 |  | SINOPLUS 3VJ |  |  | 1 | Price is MRP | 36
1180 | Siemens | MCCB | SINOPLUS 3VJ moulded case circuit breakers - 3VJ MCCB, Thermal Magnetic Trip Unit, Fixed Thermal Fixed Magnetic (FTFM), 415VAC, 50Hz | 3VJ14 (VJ1 630) 36kA 630 4 Pole | Frame Size: 3VJ14 (VJ1 630) | Breaking Capacity 415V AC, 50/60Hz: 36kA | Rated Current In (A): 630 | Version: 4 Pole |  |  | Not stocked | 3VJ1463-5EA42-0AA0 |  | 87900 |  | SINOPLUS 3VJ |  |  | 1 | Price is MRP | 36
1181 | Siemens | MCCB | SINOPLUS 3VJ moulded case circuit breakers - 3VJ MCCB, Thermal Magnetic Trip Unit, Fixed Thermal Fixed Magnetic (FTFM), 415VAC, 50Hz | 3VJ11 (VJ1 125) 55kA 16 2 Pole | Frame Size: 3VJ11 (VJ1 125) | Breaking Capacity 415V AC, 50/60Hz: 55kA | Rated Current In (A): 16 | Version: 2 Pole |  |  | Not stocked | 3VJ1196-7DA22-0AA0 |  | 13560 |  | SINOPLUS 3VJ |  |  | 1 | Price is MRP | 36
1182 | Siemens | MCCB | SINOPLUS 3VJ moulded case circuit breakers - 3VJ MCCB, Thermal Magnetic Trip Unit, Fixed Thermal Fixed Magnetic (FTFM), 415VAC, 50Hz | 3VJ11 (VJ1 125) 55kA 16 3 Pole | Frame Size: 3VJ11 (VJ1 125) | Breaking Capacity 415V AC, 50/60Hz: 55kA | Rated Current In (A): 16 | Version: 3 Pole |  |  | Not stocked | 3VJ1196-7DA32-0AA0 |  | 19610 |  | SINOPLUS 3VJ |  |  | 1 | Price is MRP | 36
1183 | Siemens | MCCB | SINOPLUS 3VJ moulded case circuit breakers - 3VJ MCCB, Thermal Magnetic Trip Unit, Fixed Thermal Fixed Magnetic (FTFM), 415VAC, 50Hz | 3VJ11 (VJ1 125) 55kA 16 4 Pole | Frame Size: 3VJ11 (VJ1 125) | Breaking Capacity 415V AC, 50/60Hz: 55kA | Rated Current In (A): 16 | Version: 4 Pole |  |  | Not stocked | 3VJ1196-7EA42-0AA0 |  | 25870 |  | SINOPLUS 3VJ |  |  | 1 | Price is MRP | 36
1184 | Siemens | MCCB | SINOPLUS 3VJ moulded case circuit breakers - 3VJ MCCB, Thermal Magnetic Trip Unit, Fixed Thermal Fixed Magnetic (FTFM), 415VAC, 50Hz | 3VJ11 (VJ1 125) 55kA 20 2 Pole | Frame Size: 3VJ11 (VJ1 125) | Breaking Capacity 415V AC, 50/60Hz: 55kA | Rated Current In (A): 20 | Version: 2 Pole |  |  | Not stocked | 3VJ1102-7DA22-0AA0 |  | 13560 |  | SINOPLUS 3VJ |  |  | 1 | Price is MRP | 36
1185 | Siemens | MCCB | SINOPLUS 3VJ moulded case circuit breakers - 3VJ MCCB, Thermal Magnetic Trip Unit, Fixed Thermal Fixed Magnetic (FTFM), 415VAC, 50Hz | 3VJ11 (VJ1 125) 55kA 20 3 Pole | Frame Size: 3VJ11 (VJ1 125) | Breaking Capacity 415V AC, 50/60Hz: 55kA | Rated Current In (A): 20 | Version: 3 Pole |  |  | Not stocked | 3VJ1102-7DA32-0AA0 |  | 19610 |  | SINOPLUS 3VJ |  |  | 1 | Price is MRP | 36
1186 | Siemens | MCCB | SINOPLUS 3VJ moulded case circuit breakers - 3VJ MCCB, Thermal Magnetic Trip Unit, Fixed Thermal Fixed Magnetic (FTFM), 415VAC, 50Hz | 3VJ11 (VJ1 125) 55kA 20 4 Pole | Frame Size: 3VJ11 (VJ1 125) | Breaking Capacity 415V AC, 50/60Hz: 55kA | Rated Current In (A): 20 | Version: 4 Pole |  |  | Not stocked | 3VJ1102-7EA42-0AA0 |  | 25870 |  | SINOPLUS 3VJ |  |  | 1 | Price is MRP | 36
1187 | Siemens | MCCB | SINOPLUS 3VJ moulded case circuit breakers - 3VJ MCCB, Thermal Magnetic Trip Unit, Fixed Thermal Fixed Magnetic (FTFM), 415VAC, 50Hz | 3VJ11 (VJ1 125) 55kA 25 2 Pole | Frame Size: 3VJ11 (VJ1 125) | Breaking Capacity 415V AC, 50/60Hz: 55kA | Rated Current In (A): 25 | Version: 2 Pole |  |  | Not stocked | 3VJ1192-7DA22-0AA0 |  | 13560 |  | SINOPLUS 3VJ |  |  | 1 | Price is MRP | 36
1188 | Siemens | MCCB | SINOPLUS 3VJ moulded case circuit breakers - 3VJ MCCB, Thermal Magnetic Trip Unit, Fixed Thermal Fixed Magnetic (FTFM), 415VAC, 50Hz | 3VJ11 (VJ1 125) 55kA 25 3 Pole | Frame Size: 3VJ11 (VJ1 125) | Breaking Capacity 415V AC, 50/60Hz: 55kA | Rated Current In (A): 25 | Version: 3 Pole |  |  | Not stocked | 3VJ1192-7DA32-0AA0 |  | 19610 |  | SINOPLUS 3VJ |  |  | 1 | Price is MRP | 36
1189 | Siemens | MCCB | SINOPLUS 3VJ moulded case circuit breakers - 3VJ MCCB, Thermal Magnetic Trip Unit, Fixed Thermal Fixed Magnetic (FTFM), 415VAC, 50Hz | 3VJ11 (VJ1 125) 55kA 25 4 Pole | Frame Size: 3VJ11 (VJ1 125) | Breaking Capacity 415V AC, 50/60Hz: 55kA | Rated Current In (A): 25 | Version: 4 Pole |  |  | Not stocked | 3VJ1192-7EA42-0AA0 |  | 25870 |  | SINOPLUS 3VJ |  |  | 1 | Price is MRP | 36
1190 | Siemens | MCCB | SINOPLUS 3VJ moulded case circuit breakers - 3VJ MCCB, Thermal Magnetic Trip Unit, Fixed Thermal Fixed Magnetic (FTFM), 415VAC, 50Hz | 3VJ11 (VJ1 125) 55kA 32 2 Pole | Frame Size: 3VJ11 (VJ1 125) | Breaking Capacity 415V AC, 50/60Hz: 55kA | Rated Current In (A): 32 | Version: 2 Pole |  |  | Not stocked | 3VJ1103-7DA22-0AA0 |  | 13560 |  | SINOPLUS 3VJ |  |  | 1 | Price is MRP | 36
1191 | Siemens | MCCB | SINOPLUS 3VJ moulded case circuit breakers - 3VJ MCCB, Thermal Magnetic Trip Unit, Fixed Thermal Fixed Magnetic (FTFM), 415VAC, 50Hz | 3VJ11 (VJ1 125) 55kA 32 3 Pole | Frame Size: 3VJ11 (VJ1 125) | Breaking Capacity 415V AC, 50/60Hz: 55kA | Rated Current In (A): 32 | Version: 3 Pole |  |  | Not stocked | 3VJ1103-7DA32-0AA0 |  | 19610 |  | SINOPLUS 3VJ |  |  | 1 | Price is MRP | 36
1192 | Siemens | MCCB | SINOPLUS 3VJ moulded case circuit breakers - 3VJ MCCB, Thermal Magnetic Trip Unit, Fixed Thermal Fixed Magnetic (FTFM), 415VAC, 50Hz | 3VJ11 (VJ1 125) 55kA 32 4 Pole | Frame Size: 3VJ11 (VJ1 125) | Breaking Capacity 415V AC, 50/60Hz: 55kA | Rated Current In (A): 32 | Version: 4 Pole |  |  | Not stocked | 3VJ1103-7EA42-0AA0 |  | 25870 |  | SINOPLUS 3VJ |  |  | 1 | Price is MRP | 36
1193 | Siemens | MCCB | SINOPLUS 3VJ moulded case circuit breakers - 3VJ MCCB, Thermal Magnetic Trip Unit, Fixed Thermal Fixed Magnetic (FTFM), 415VAC, 50Hz | 3VJ11 (VJ1 125) 55kA 40 2 Pole | Frame Size: 3VJ11 (VJ1 125) | Breaking Capacity 415V AC, 50/60Hz: 55kA | Rated Current In (A): 40 | Version: 2 Pole |  |  | Not stocked | 3VJ1104-7DA22-0AA0 |  | 13560 |  | SINOPLUS 3VJ |  |  | 1 | Price is MRP | 36
1194 | Siemens | MCCB | SINOPLUS 3VJ moulded case circuit breakers - 3VJ MCCB, Thermal Magnetic Trip Unit, Fixed Thermal Fixed Magnetic (FTFM), 415VAC, 50Hz | 3VJ11 (VJ1 125) 55kA 40 3 Pole | Frame Size: 3VJ11 (VJ1 125) | Breaking Capacity 415V AC, 50/60Hz: 55kA | Rated Current In (A): 40 | Version: 3 Pole |  |  | Not stocked | 3VJ1104-7DA32-0AA0 |  | 19610 |  | SINOPLUS 3VJ |  |  | 1 | Price is MRP | 36
1195 | Siemens | MCCB | SINOPLUS 3VJ moulded case circuit breakers - 3VJ MCCB, Thermal Magnetic Trip Unit, Fixed Thermal Fixed Magnetic (FTFM), 415VAC, 50Hz | 3VJ11 (VJ1 125) 55kA 40 4 Pole | Frame Size: 3VJ11 (VJ1 125) | Breaking Capacity 415V AC, 50/60Hz: 55kA | Rated Current In (A): 40 | Version: 4 Pole |  |  | Not stocked | 3VJ1104-7EA42-0AA0 |  | 25870 |  | SINOPLUS 3VJ |  |  | 1 | Price is MRP | 36
1196 | Siemens | MCCB | SINOPLUS 3VJ moulded case circuit breakers - 3VJ MCCB, Thermal Magnetic Trip Unit, Fixed Thermal Fixed Magnetic (FTFM), 415VAC, 50Hz | 3VJ11 (VJ1 125) 55kA 50 2 Pole | Frame Size: 3VJ11 (VJ1 125) | Breaking Capacity 415V AC, 50/60Hz: 55kA | Rated Current In (A): 50 | Version: 2 Pole |  |  | Not stocked | 3VJ1105-7DA22-0AA0 |  | 13560 |  | SINOPLUS 3VJ |  |  | 1 | Price is MRP | 36
1197 | Siemens | MCCB | SINOPLUS 3VJ moulded case circuit breakers - 3VJ MCCB, Thermal Magnetic Trip Unit, Fixed Thermal Fixed Magnetic (FTFM), 415VAC, 50Hz | 3VJ11 (VJ1 125) 55kA 50 3 Pole | Frame Size: 3VJ11 (VJ1 125) | Breaking Capacity 415V AC, 50/60Hz: 55kA | Rated Current In (A): 50 | Version: 3 Pole |  |  | Not stocked | 3VJ1105-7DA32-0AA0 |  | 19610 |  | SINOPLUS 3VJ |  |  | 1 | Price is MRP | 36
1198 | Siemens | MCCB | SINOPLUS 3VJ moulded case circuit breakers - 3VJ MCCB, Thermal Magnetic Trip Unit, Fixed Thermal Fixed Magnetic (FTFM), 415VAC, 50Hz | 3VJ11 (VJ1 125) 55kA 50 4 Pole | Frame Size: 3VJ11 (VJ1 125) | Breaking Capacity 415V AC, 50/60Hz: 55kA | Rated Current In (A): 50 | Version: 4 Pole |  |  | Not stocked | 3VJ1105-7EA42-0AA0 |  | 25870 |  | SINOPLUS 3VJ |  |  | 1 | Price is MRP | 36
1199 | Siemens | MCCB | SINOPLUS 3VJ moulded case circuit breakers - 3VJ MCCB, Thermal Magnetic Trip Unit, Fixed Thermal Fixed Magnetic (FTFM), 415VAC, 50Hz | 3VJ11 (VJ1 125) 55kA 63 2 Pole | Frame Size: 3VJ11 (VJ1 125) | Breaking Capacity 415V AC, 50/60Hz: 55kA | Rated Current In (A): 63 | Version: 2 Pole |  |  | Not stocked | 3VJ1106-7DA22-0AA0 |  | 13560 |  | SINOPLUS 3VJ |  |  | 1 | Price is MRP | 36
1200 | Siemens | MCCB | SINOPLUS 3VJ moulded case circuit breakers - 3VJ MCCB, Thermal Magnetic Trip Unit, Fixed Thermal Fixed Magnetic (FTFM), 415VAC, 50Hz | 3VJ11 (VJ1 125) 55kA 63 3 Pole | Frame Size: 3VJ11 (VJ1 125) | Breaking Capacity 415V AC, 50/60Hz: 55kA | Rated Current In (A): 63 | Version: 3 Pole |  |  | Not stocked | 3VJ1106-7DA32-0AA0 |  | 19610 |  | SINOPLUS 3VJ |  |  | 1 | Price is MRP | 36
1201 | Siemens | MCCB | SINOPLUS 3VJ moulded case circuit breakers - 3VJ MCCB, Thermal Magnetic Trip Unit, Fixed Thermal Fixed Magnetic (FTFM), 415VAC, 50Hz | 3VJ11 (VJ1 125) 55kA 63 4 Pole | Frame Size: 3VJ11 (VJ1 125) | Breaking Capacity 415V AC, 50/60Hz: 55kA | Rated Current In (A): 63 | Version: 4 Pole |  |  | Not stocked | 3VJ1106-7EA42-0AA0 |  | 25870 |  | SINOPLUS 3VJ |  |  | 1 | Price is MRP | 36
1202 | Siemens | MCCB | SINOPLUS 3VJ moulded case circuit breakers - 3VJ MCCB, Thermal Magnetic Trip Unit, Fixed Thermal Fixed Magnetic (FTFM), 415VAC, 50Hz | 3VJ11 (VJ1 125) 55kA 80 2 Pole | Frame Size: 3VJ11 (VJ1 125) | Breaking Capacity 415V AC, 50/60Hz: 55kA | Rated Current In (A): 80 | Version: 2 Pole |  |  | Not stocked | 3VJ1108-7DA22-0AA0 |  | 13560 |  | SINOPLUS 3VJ |  |  | 1 | Price is MRP | 36
1203 | Siemens | MCCB | SINOPLUS 3VJ moulded case circuit breakers - 3VJ MCCB, Thermal Magnetic Trip Unit, Fixed Thermal Fixed Magnetic (FTFM), 415VAC, 50Hz | 3VJ11 (VJ1 125) 55kA 80 3 Pole | Frame Size: 3VJ11 (VJ1 125) | Breaking Capacity 415V AC, 50/60Hz: 55kA | Rated Current In (A): 80 | Version: 3 Pole |  |  | Not stocked | 3VJ1108-7DA32-0AA0 |  | 19610 |  | SINOPLUS 3VJ |  |  | 1 | Price is MRP | 36
1204 | Siemens | MCCB | SINOPLUS 3VJ moulded case circuit breakers - 3VJ MCCB, Thermal Magnetic Trip Unit, Fixed Thermal Fixed Magnetic (FTFM), 415VAC, 50Hz | 3VJ11 (VJ1 125) 55kA 80 4 Pole | Frame Size: 3VJ11 (VJ1 125) | Breaking Capacity 415V AC, 50/60Hz: 55kA | Rated Current In (A): 80 | Version: 4 Pole |  |  | Not stocked | 3VJ1108-7EA42-0AA0 |  | 25870 |  | SINOPLUS 3VJ |  |  | 1 | Price is MRP | 36
1205 | Siemens | MCCB | SINOPLUS 3VJ moulded case circuit breakers - 3VJ MCCB, Thermal Magnetic Trip Unit, Fixed Thermal Fixed Magnetic (FTFM), 415VAC, 50Hz | 3VJ11 (VJ1 125) 55kA 100 2 Pole | Frame Size: 3VJ11 (VJ1 125) | Breaking Capacity 415V AC, 50/60Hz: 55kA | Rated Current In (A): 100 | Version: 2 Pole |  |  | Not stocked | 3VJ1110-7DA22-0AA0 |  | 13560 |  | SINOPLUS 3VJ |  |  | 1 | Price is MRP | 36
1206 | Siemens | MCCB | SINOPLUS 3VJ moulded case circuit breakers - 3VJ MCCB, Thermal Magnetic Trip Unit, Fixed Thermal Fixed Magnetic (FTFM), 415VAC, 50Hz | 3VJ11 (VJ1 125) 55kA 100 3 Pole | Frame Size: 3VJ11 (VJ1 125) | Breaking Capacity 415V AC, 50/60Hz: 55kA | Rated Current In (A): 100 | Version: 3 Pole |  |  | Not stocked | 3VJ1110-7DA32-0AA0 |  | 19610 |  | SINOPLUS 3VJ |  |  | 1 | Price is MRP | 36
1207 | Siemens | MCCB | SINOPLUS 3VJ moulded case circuit breakers - 3VJ MCCB, Thermal Magnetic Trip Unit, Fixed Thermal Fixed Magnetic (FTFM), 415VAC, 50Hz | 3VJ11 (VJ1 125) 55kA 100 4 Pole | Frame Size: 3VJ11 (VJ1 125) | Breaking Capacity 415V AC, 50/60Hz: 55kA | Rated Current In (A): 100 | Version: 4 Pole |  |  | Not stocked | 3VJ1110-7EA42-0AA0 |  | 25870 |  | SINOPLUS 3VJ |  |  | 1 | Price is MRP | 36
1208 | Siemens | MCCB | SINOPLUS 3VJ moulded case circuit breakers - 3VJ MCCB, Thermal Magnetic Trip Unit, Fixed Thermal Fixed Magnetic (FTFM), 415VAC, 50Hz | 3VJ11 (VJ1 125) 55kA 125 2 Pole | Frame Size: 3VJ11 (VJ1 125) | Breaking Capacity 415V AC, 50/60Hz: 55kA | Rated Current In (A): 125 | Version: 2 Pole |  |  | Not stocked | 3VJ1112-7DA22-0AA0 |  | 13560 |  | SINOPLUS 3VJ |  |  | 1 | Price is MRP | 36
1209 | Siemens | MCCB | SINOPLUS 3VJ moulded case circuit breakers - 3VJ MCCB, Thermal Magnetic Trip Unit, Fixed Thermal Fixed Magnetic (FTFM), 415VAC, 50Hz | 3VJ11 (VJ1 125) 55kA 125 3 Pole | Frame Size: 3VJ11 (VJ1 125) | Breaking Capacity 415V AC, 50/60Hz: 55kA | Rated Current In (A): 125 | Version: 3 Pole |  |  | Not stocked | 3VJ1112-7DA32-0AA0 |  | 21575 |  | SINOPLUS 3VJ |  |  | 1 | Price is MRP | 36
1210 | Siemens | MCCB | SINOPLUS 3VJ moulded case circuit breakers - 3VJ MCCB, Thermal Magnetic Trip Unit, Fixed Thermal Fixed Magnetic (FTFM), 415VAC, 50Hz | 3VJ11 (VJ1 125) 55kA 125 4 Pole | Frame Size: 3VJ11 (VJ1 125) | Breaking Capacity 415V AC, 50/60Hz: 55kA | Rated Current In (A): 125 | Version: 4 Pole |  |  | Not stocked | 3VJ1112-7EA42-0AA0 |  | 28450 |  | SINOPLUS 3VJ |  |  | 1 | Price is MRP | 36
1211 | Siemens | MCCB | SINOPLUS 3VJ moulded case circuit breakers - 3VJ MCCB, Thermal Magnetic Trip Unit, Fixed Thermal Fixed Magnetic (FTFM), 415VAC, 50Hz | 3VJ12 (VJ1 250) 55kA 160 2 Pole | Frame Size: 3VJ12 (VJ1 250) | Breaking Capacity 415V AC, 50/60Hz: 55kA | Rated Current In (A): 160 | Version: 2 Pole |  |  | Not stocked | 3VJ1216-7DA22-0AA0 |  | 19440 |  | SINOPLUS 3VJ |  |  | 1 | Price is MRP | 36
1212 | Siemens | MCCB | SINOPLUS 3VJ moulded case circuit breakers - 3VJ MCCB, Thermal Magnetic Trip Unit, Fixed Thermal Fixed Magnetic (FTFM), 415VAC, 50Hz | 3VJ12 (VJ1 250) 55kA 160 3 Pole | Frame Size: 3VJ12 (VJ1 250) | Breaking Capacity 415V AC, 50/60Hz: 55kA | Rated Current In (A): 160 | Version: 3 Pole |  |  | Not stocked | 3VJ1216-7DA32-0AA0 |  | 27310 |  | SINOPLUS 3VJ |  |  | 1 | Price is MRP | 36
1213 | Siemens | MCCB | SINOPLUS 3VJ moulded case circuit breakers - 3VJ MCCB, Thermal Magnetic Trip Unit, Fixed Thermal Fixed Magnetic (FTFM), 415VAC, 50Hz | 3VJ12 (VJ1 250) 55kA 160 4 Pole | Frame Size: 3VJ12 (VJ1 250) | Breaking Capacity 415V AC, 50/60Hz: 55kA | Rated Current In (A): 160 | Version: 4 Pole |  |  | Not stocked | 3VJ1216-7EA42-0AA0 |  | 36070 |  | SINOPLUS 3VJ |  |  | 1 | Price is MRP | 36
1214 | Siemens | MCCB | SINOPLUS 3VJ moulded case circuit breakers - 3VJ MCCB, Thermal Magnetic Trip Unit, Fixed Thermal Fixed Magnetic (FTFM), 415VAC, 50Hz | 3VJ12 (VJ1 250) 55kA 200 2 Pole | Frame Size: 3VJ12 (VJ1 250) | Breaking Capacity 415V AC, 50/60Hz: 55kA | Rated Current In (A): 200 | Version: 2 Pole |  |  | Not stocked | 3VJ1220-7DA22-0AA0 |  | 19830 |  | SINOPLUS 3VJ |  |  | 1 | Price is MRP | 36
1215 | Siemens | MCCB | SINOPLUS 3VJ moulded case circuit breakers - 3VJ MCCB, Thermal Magnetic Trip Unit, Fixed Thermal Fixed Magnetic (FTFM), 415VAC, 50Hz | 3VJ12 (VJ1 250) 55kA 200 3 Pole | Frame Size: 3VJ12 (VJ1 250) | Breaking Capacity 415V AC, 50/60Hz: 55kA | Rated Current In (A): 200 | Version: 3 Pole |  |  | Not stocked | 3VJ1220-7DA32-0AA0 |  | 31400 |  | SINOPLUS 3VJ |  |  | 1 | Price is MRP | 36
1216 | Siemens | MCCB | SINOPLUS 3VJ moulded case circuit breakers - 3VJ MCCB, Thermal Magnetic Trip Unit, Fixed Thermal Fixed Magnetic (FTFM), 415VAC, 50Hz | 3VJ12 (VJ1 250) 55kA 200 4 Pole | Frame Size: 3VJ12 (VJ1 250) | Breaking Capacity 415V AC, 50/60Hz: 55kA | Rated Current In (A): 200 | Version: 4 Pole |  |  | Not stocked | 3VJ1220-7EA42-0AA0 |  | 41465 |  | SINOPLUS 3VJ |  |  | 1 | Price is MRP | 36
1217 | Siemens | MCCB | SINOPLUS 3VJ moulded case circuit breakers - 3VJ MCCB, Thermal Magnetic Trip Unit, Fixed Thermal Fixed Magnetic (FTFM), 415VAC, 50Hz | 3VJ12 (VJ1 250) 55kA 250 2 Pole | Frame Size: 3VJ12 (VJ1 250) | Breaking Capacity 415V AC, 50/60Hz: 55kA | Rated Current In (A): 250 | Version: 2 Pole |  |  | Not stocked | 3VJ1225-7DA22-0AA0 |  | 21715 |  | SINOPLUS 3VJ |  |  | 1 | Price is MRP | 36
1218 | Siemens | MCCB | SINOPLUS 3VJ moulded case circuit breakers - 3VJ MCCB, Thermal Magnetic Trip Unit, Fixed Thermal Fixed Magnetic (FTFM), 415VAC, 50Hz | 3VJ12 (VJ1 250) 55kA 250 3 Pole | Frame Size: 3VJ12 (VJ1 250) | Breaking Capacity 415V AC, 50/60Hz: 55kA | Rated Current In (A): 250 | Version: 3 Pole |  |  | Not stocked | 3VJ1225-7DA32-0AA0 |  | 36110 |  | SINOPLUS 3VJ |  |  | 1 | Price is MRP | 36
1219 | Siemens | MCCB | SINOPLUS 3VJ moulded case circuit breakers - 3VJ MCCB, Thermal Magnetic Trip Unit, Fixed Thermal Fixed Magnetic (FTFM), 415VAC, 50Hz | 3VJ12 (VJ1 250) 55kA 250 4 Pole | Frame Size: 3VJ12 (VJ1 250) | Breaking Capacity 415V AC, 50/60Hz: 55kA | Rated Current In (A): 250 | Version: 4 Pole |  |  | Not stocked | 3VJ1225-7EA42-0AA0 |  | 47695 |  | SINOPLUS 3VJ |  |  | 1 | Price is MRP | 36
1220 | Siemens | MCCB | SINOPLUS 3VJ moulded case circuit breakers - 3VJ MCCB, Thermal Magnetic Trip Unit, Fixed Thermal Fixed Magnetic (FTFM), 415VAC, 50Hz | 3VJ13 (VJ1 400) 55kA 320 3 Pole | Frame Size: 3VJ13 (VJ1 400) | Breaking Capacity 415V AC, 50/60Hz: 55kA | Rated Current In (A): 320 | Version: 3 Pole |  |  | Not stocked | 3VJ1332-7DA32-0AA0 |  | 46865 |  | SINOPLUS 3VJ |  |  | 1 | Price is MRP | 36
1221 | Siemens | MCCB | SINOPLUS 3VJ moulded case circuit breakers - 3VJ MCCB, Thermal Magnetic Trip Unit, Fixed Thermal Fixed Magnetic (FTFM), 415VAC, 50Hz | 3VJ13 (VJ1 400) 55kA 320 4 Pole | Frame Size: 3VJ13 (VJ1 400) | Breaking Capacity 415V AC, 50/60Hz: 55kA | Rated Current In (A): 320 | Version: 4 Pole |  |  | Not stocked | 3VJ1332-7EA42-0AA0 |  | 60275 |  | SINOPLUS 3VJ |  |  | 1 | Price is MRP | 36
1222 | Siemens | MCCB | SINOPLUS 3VJ moulded case circuit breakers - 3VJ MCCB, Thermal Magnetic Trip Unit, Fixed Thermal Fixed Magnetic (FTFM), 415VAC, 50Hz | 3VJ13 (VJ1 400) 55kA 400 3 Pole | Frame Size: 3VJ13 (VJ1 400) | Breaking Capacity 415V AC, 50/60Hz: 55kA | Rated Current In (A): 400 | Version: 3 Pole |  |  | Not stocked | 3VJ1340-7DA32-0AA0 |  | 46865 |  | SINOPLUS 3VJ |  |  | 1 | Price is MRP | 36
1223 | Siemens | MCCB | SINOPLUS 3VJ moulded case circuit breakers - 3VJ MCCB, Thermal Magnetic Trip Unit, Fixed Thermal Fixed Magnetic (FTFM), 415VAC, 50Hz | 3VJ13 (VJ1 400) 55kA 400 4 Pole | Frame Size: 3VJ13 (VJ1 400) | Breaking Capacity 415V AC, 50/60Hz: 55kA | Rated Current In (A): 400 | Version: 4 Pole |  |  | Not stocked | 3VJ1340-7EA42-0AA0 |  | 60275 |  | SINOPLUS 3VJ |  |  | 1 | Price is MRP | 36
1224 | Siemens | MCCB | SINOPLUS 3VJ moulded case circuit breakers - 3VJ MCCB, Thermal Magnetic Trip Unit, Fixed Thermal Fixed Magnetic (FTFM), 415VAC, 50Hz | 3VJ14 (VJ1 630) 55kA 500 3 Pole | Frame Size: 3VJ14 (VJ1 630) | Breaking Capacity 415V AC, 50/60Hz: 55kA | Rated Current In (A): 500 | Version: 3 Pole |  |  | Not stocked | 3VJ1450-7DA32-0AA0 |  | 70295 |  | SINOPLUS 3VJ |  |  | 1 | Price is MRP | 36
1225 | Siemens | MCCB | SINOPLUS 3VJ moulded case circuit breakers - 3VJ MCCB, Thermal Magnetic Trip Unit, Fixed Thermal Fixed Magnetic (FTFM), 415VAC, 50Hz | 3VJ14 (VJ1 630) 55kA 500 4 Pole | Frame Size: 3VJ14 (VJ1 630) | Breaking Capacity 415V AC, 50/60Hz: 55kA | Rated Current In (A): 500 | Version: 4 Pole |  |  | Not stocked | 3VJ1450-7EA42-0AA0 |  | 90395 |  | SINOPLUS 3VJ |  |  | 1 | Price is MRP | 36
1226 | Siemens | MCCB | SINOPLUS 3VJ moulded case circuit breakers - 3VJ MCCB, Thermal Magnetic Trip Unit, Fixed Thermal Fixed Magnetic (FTFM), 415VAC, 50Hz | 3VJ14 (VJ1 630) 55kA 630 3 Pole | Frame Size: 3VJ14 (VJ1 630) | Breaking Capacity 415V AC, 50/60Hz: 55kA | Rated Current In (A): 630 | Version: 3 Pole |  |  | Not stocked | 3VJ1463-7DA32-0AA0 |  | 70295 |  | SINOPLUS 3VJ |  |  | 1 | Price is MRP | 36
1227 | Siemens | MCCB | SINOPLUS 3VJ moulded case circuit breakers - 3VJ MCCB, Thermal Magnetic Trip Unit, Fixed Thermal Fixed Magnetic (FTFM), 415VAC, 50Hz | 3VJ14 (VJ1 630) 55kA 630 4 Pole | Frame Size: 3VJ14 (VJ1 630) | Breaking Capacity 415V AC, 50/60Hz: 55kA | Rated Current In (A): 630 | Version: 4 Pole |  |  | Not stocked | 3VJ1463-7EA42-0AA0 |  | 90395 |  | SINOPLUS 3VJ |  |  | 1 | Price is MRP | 36
1228 | Siemens | MCCB | SINOPLUS 3VJ moulded case circuit breakers - 3VJ10 MCCB, Thermal Magnetic Trip Unit, Adjustable Thermal Fixed Magnetic (ATFM), 415VAC, 50Hz | 3VJ10 (VJ1 125X) 10kA 16 3 Pole | Frame Size: 3VJ10 (VJ1 125X) | Breaking Capacity 415V AC, 50/60Hz: 10kA | Rated Current In (A): 16 | Version: 3 Pole |  |  | Not stocked | 3VJ1096-0DB32-0AA0 |  | 7980 |  | SINOPLUS 3VJ |  |  | 1 | Price is MRP | 37
1229 | Siemens | MCCB | SINOPLUS 3VJ moulded case circuit breakers - 3VJ10 MCCB, Thermal Magnetic Trip Unit, Adjustable Thermal Fixed Magnetic (ATFM), 415VAC, 50Hz | 3VJ10 (VJ1 125X) 10kA 16 4 Pole | Frame Size: 3VJ10 (VJ1 125X) | Breaking Capacity 415V AC, 50/60Hz: 10kA | Rated Current In (A): 16 | Version: 4 Pole |  |  | Not stocked | 3VJ1096-0EB42-0AA0 |  | 10775 |  | SINOPLUS 3VJ |  |  | 1 | Price is MRP | 37
1230 | Siemens | MCCB | SINOPLUS 3VJ moulded case circuit breakers - 3VJ10 MCCB, Thermal Magnetic Trip Unit, Adjustable Thermal Fixed Magnetic (ATFM), 415VAC, 50Hz | 3VJ10 (VJ1 125X) 10kA 20 3 Pole | Frame Size: 3VJ10 (VJ1 125X) | Breaking Capacity 415V AC, 50/60Hz: 10kA | Rated Current In (A): 20 | Version: 3 Pole |  |  | Not stocked | 3VJ1002-0DB32-0AA0 |  | 7980 |  | SINOPLUS 3VJ |  |  | 1 | Price is MRP | 37
1231 | Siemens | MCCB | SINOPLUS 3VJ moulded case circuit breakers - 3VJ10 MCCB, Thermal Magnetic Trip Unit, Adjustable Thermal Fixed Magnetic (ATFM), 415VAC, 50Hz | 3VJ10 (VJ1 125X) 10kA 20 4 Pole | Frame Size: 3VJ10 (VJ1 125X) | Breaking Capacity 415V AC, 50/60Hz: 10kA | Rated Current In (A): 20 | Version: 4 Pole |  |  | Not stocked | 3VJ1002-0EB42-0AA0 |  | 10775 |  | SINOPLUS 3VJ |  |  | 1 | Price is MRP | 37
1232 | Siemens | MCCB | SINOPLUS 3VJ moulded case circuit breakers - 3VJ10 MCCB, Thermal Magnetic Trip Unit, Adjustable Thermal Fixed Magnetic (ATFM), 415VAC, 50Hz | 3VJ10 (VJ1 125X) 10kA 25 3 Pole | Frame Size: 3VJ10 (VJ1 125X) | Breaking Capacity 415V AC, 50/60Hz: 10kA | Rated Current In (A): 25 | Version: 3 Pole |  |  | Not stocked | 3VJ1092-0DB32-0AA0 |  | 7980 |  | SINOPLUS 3VJ |  |  | 1 | Price is MRP | 37
1233 | Siemens | MCCB | SINOPLUS 3VJ moulded case circuit breakers - 3VJ10 MCCB, Thermal Magnetic Trip Unit, Adjustable Thermal Fixed Magnetic (ATFM), 415VAC, 50Hz | 3VJ10 (VJ1 125X) 10kA 25 4 Pole | Frame Size: 3VJ10 (VJ1 125X) | Breaking Capacity 415V AC, 50/60Hz: 10kA | Rated Current In (A): 25 | Version: 4 Pole |  |  | Not stocked | 3VJ1092-0EB42-0AA0 |  | 10775 |  | SINOPLUS 3VJ |  |  | 1 | Price is MRP | 37
1234 | Siemens | MCCB | SINOPLUS 3VJ moulded case circuit breakers - 3VJ10 MCCB, Thermal Magnetic Trip Unit, Adjustable Thermal Fixed Magnetic (ATFM), 415VAC, 50Hz | 3VJ10 (VJ1 125X) 10kA 32 3 Pole | Frame Size: 3VJ10 (VJ1 125X) | Breaking Capacity 415V AC, 50/60Hz: 10kA | Rated Current In (A): 32 | Version: 3 Pole |  |  | Not stocked | 3VJ1003-0DB32-0AA0 |  | 7980 |  | SINOPLUS 3VJ |  |  | 1 | Price is MRP | 37
1235 | Siemens | MCCB | SINOPLUS 3VJ moulded case circuit breakers - 3VJ10 MCCB, Thermal Magnetic Trip Unit, Adjustable Thermal Fixed Magnetic (ATFM), 415VAC, 50Hz | 3VJ10 (VJ1 125X) 10kA 32 4 Pole | Frame Size: 3VJ10 (VJ1 125X) | Breaking Capacity 415V AC, 50/60Hz: 10kA | Rated Current In (A): 32 | Version: 4 Pole |  |  | Not stocked | 3VJ1003-0EB42-0AA0 |  | 10775 |  | SINOPLUS 3VJ |  |  | 1 | Price is MRP | 37
1236 | Siemens | MCCB | SINOPLUS 3VJ moulded case circuit breakers - 3VJ10 MCCB, Thermal Magnetic Trip Unit, Adjustable Thermal Fixed Magnetic (ATFM), 415VAC, 50Hz | 3VJ10 (VJ1 125X) 10kA 40 3 Pole | Frame Size: 3VJ10 (VJ1 125X) | Breaking Capacity 415V AC, 50/60Hz: 10kA | Rated Current In (A): 40 | Version: 3 Pole |  |  | Not stocked | 3VJ1004-0DB32-0AA0 |  | 7980 |  | SINOPLUS 3VJ |  |  | 1 | Price is MRP | 37
1237 | Siemens | MCCB | SINOPLUS 3VJ moulded case circuit breakers - 3VJ10 MCCB, Thermal Magnetic Trip Unit, Adjustable Thermal Fixed Magnetic (ATFM), 415VAC, 50Hz | 3VJ10 (VJ1 125X) 10kA 40 4 Pole | Frame Size: 3VJ10 (VJ1 125X) | Breaking Capacity 415V AC, 50/60Hz: 10kA | Rated Current In (A): 40 | Version: 4 Pole |  |  | Not stocked | 3VJ1004-0EB42-0AA0 |  | 10775 |  | SINOPLUS 3VJ |  |  | 1 | Price is MRP | 37
1238 | Siemens | MCCB | SINOPLUS 3VJ moulded case circuit breakers - 3VJ10 MCCB, Thermal Magnetic Trip Unit, Adjustable Thermal Fixed Magnetic (ATFM), 415VAC, 50Hz | 3VJ10 (VJ1 125X) 10kA 50 3 Pole | Frame Size: 3VJ10 (VJ1 125X) | Breaking Capacity 415V AC, 50/60Hz: 10kA | Rated Current In (A): 50 | Version: 3 Pole |  |  | Not stocked | 3VJ1005-0DB32-0AA0 |  | 7980 |  | SINOPLUS 3VJ |  |  | 1 | Price is MRP | 37
1239 | Siemens | MCCB | SINOPLUS 3VJ moulded case circuit breakers - 3VJ10 MCCB, Thermal Magnetic Trip Unit, Adjustable Thermal Fixed Magnetic (ATFM), 415VAC, 50Hz | 3VJ10 (VJ1 125X) 10kA 50 4 Pole | Frame Size: 3VJ10 (VJ1 125X) | Breaking Capacity 415V AC, 50/60Hz: 10kA | Rated Current In (A): 50 | Version: 4 Pole |  |  | Not stocked | 3VJ1005-0EB42-0AA0 |  | 10775 |  | SINOPLUS 3VJ |  |  | 1 | Price is MRP | 37
1240 | Siemens | MCCB | SINOPLUS 3VJ moulded case circuit breakers - 3VJ10 MCCB, Thermal Magnetic Trip Unit, Adjustable Thermal Fixed Magnetic (ATFM), 415VAC, 50Hz | 3VJ10 (VJ1 125X) 10kA 63 3 Pole | Frame Size: 3VJ10 (VJ1 125X) | Breaking Capacity 415V AC, 50/60Hz: 10kA | Rated Current In (A): 63 | Version: 3 Pole |  |  | Not stocked | 3VJ1006-0DB32-0AA0 |  | 7980 |  | SINOPLUS 3VJ |  |  | 1 | Price is MRP | 37
1241 | Siemens | MCCB | SINOPLUS 3VJ moulded case circuit breakers - 3VJ10 MCCB, Thermal Magnetic Trip Unit, Adjustable Thermal Fixed Magnetic (ATFM), 415VAC, 50Hz | 3VJ10 (VJ1 125X) 10kA 63 4 Pole | Frame Size: 3VJ10 (VJ1 125X) | Breaking Capacity 415V AC, 50/60Hz: 10kA | Rated Current In (A): 63 | Version: 4 Pole |  |  | Not stocked | 3VJ1006-0EB42-0AA0 |  | 10775 |  | SINOPLUS 3VJ |  |  | 1 | Price is MRP | 37
1242 | Siemens | MCCB | SINOPLUS 3VJ moulded case circuit breakers - 3VJ10 MCCB, Thermal Magnetic Trip Unit, Adjustable Thermal Fixed Magnetic (ATFM), 415VAC, 50Hz | 3VJ10 (VJ1 125X) 10kA 80 3 Pole | Frame Size: 3VJ10 (VJ1 125X) | Breaking Capacity 415V AC, 50/60Hz: 10kA | Rated Current In (A): 80 | Version: 3 Pole |  |  | Not stocked | 3VJ1008-0DB32-0AA0 |  | 7980 |  | SINOPLUS 3VJ |  |  | 1 | Price is MRP | 37
1243 | Siemens | MCCB | SINOPLUS 3VJ moulded case circuit breakers - 3VJ10 MCCB, Thermal Magnetic Trip Unit, Adjustable Thermal Fixed Magnetic (ATFM), 415VAC, 50Hz | 3VJ10 (VJ1 125X) 10kA 80 4 Pole | Frame Size: 3VJ10 (VJ1 125X) | Breaking Capacity 415V AC, 50/60Hz: 10kA | Rated Current In (A): 80 | Version: 4 Pole |  |  | Not stocked | 3VJ1008-0EB42-0AA0 |  | 10775 |  | SINOPLUS 3VJ |  |  | 1 | Price is MRP | 37
1244 | Siemens | MCCB | SINOPLUS 3VJ moulded case circuit breakers - 3VJ10 MCCB, Thermal Magnetic Trip Unit, Adjustable Thermal Fixed Magnetic (ATFM), 415VAC, 50Hz | 3VJ10 (VJ1 125X) 10kA 100 3 Pole | Frame Size: 3VJ10 (VJ1 125X) | Breaking Capacity 415V AC, 50/60Hz: 10kA | Rated Current In (A): 100 | Version: 3 Pole |  |  | Not stocked | 3VJ1010-0DB32-0AA0 |  | 7980 |  | SINOPLUS 3VJ |  |  | 1 | Price is MRP | 37
1245 | Siemens | MCCB | SINOPLUS 3VJ moulded case circuit breakers - 3VJ10 MCCB, Thermal Magnetic Trip Unit, Adjustable Thermal Fixed Magnetic (ATFM), 415VAC, 50Hz | 3VJ10 (VJ1 125X) 10kA 100 4 Pole | Frame Size: 3VJ10 (VJ1 125X) | Breaking Capacity 415V AC, 50/60Hz: 10kA | Rated Current In (A): 100 | Version: 4 Pole |  |  | Not stocked | 3VJ1010-0EB42-0AA0 |  | 10775 |  | SINOPLUS 3VJ |  |  | 1 | Price is MRP | 37
1246 | Siemens | MCCB | SINOPLUS 3VJ moulded case circuit breakers - 3VJ10 MCCB, Thermal Magnetic Trip Unit, Adjustable Thermal Fixed Magnetic (ATFM), 415VAC, 50Hz | 3VJ10 (VJ1 125X) 10kA 125 3 Pole | Frame Size: 3VJ10 (VJ1 125X) | Breaking Capacity 415V AC, 50/60Hz: 10kA | Rated Current In (A): 125 | Version: 3 Pole |  |  | Not stocked | 3VJ1012-0DB32-0AA0 |  | 11480 |  | SINOPLUS 3VJ |  |  | 1 | Price is MRP | 37
1247 | Siemens | MCCB | SINOPLUS 3VJ moulded case circuit breakers - 3VJ10 MCCB, Thermal Magnetic Trip Unit, Adjustable Thermal Fixed Magnetic (ATFM), 415VAC, 50Hz | 3VJ10 (VJ1 125X) 10kA 125 4 Pole | Frame Size: 3VJ10 (VJ1 125X) | Breaking Capacity 415V AC, 50/60Hz: 10kA | Rated Current In (A): 125 | Version: 4 Pole |  |  | Not stocked | 3VJ1012-0EB42-0AA0 |  | 16200 |  | SINOPLUS 3VJ |  |  | 1 | Price is MRP | 37
1248 | Siemens | MCCB | SINOPLUS 3VJ moulded case circuit breakers - 3VJ10 MCCB, Thermal Magnetic Trip Unit, Adjustable Thermal Fixed Magnetic (ATFM), 415VAC, 50Hz | 3VJ10 (VJ1 125X) 18kA 16 3 Pole | Frame Size: 3VJ10 (VJ1 125X) | Breaking Capacity 415V AC, 50/60Hz: 18kA | Rated Current In (A): 16 | Version: 3 Pole |  |  | Not stocked | 3VJ1096-1DB32-0AA0 |  | 12065 |  | SINOPLUS 3VJ |  |  | 1 | Price is MRP | 37
1249 | Siemens | MCCB | SINOPLUS 3VJ moulded case circuit breakers - 3VJ10 MCCB, Thermal Magnetic Trip Unit, Adjustable Thermal Fixed Magnetic (ATFM), 415VAC, 50Hz | 3VJ10 (VJ1 125X) 18kA 16 4 Pole | Frame Size: 3VJ10 (VJ1 125X) | Breaking Capacity 415V AC, 50/60Hz: 18kA | Rated Current In (A): 16 | Version: 4 Pole |  |  | Not stocked | 3VJ1096-1EB42-0AA0 |  | 15485 |  | SINOPLUS 3VJ |  |  | 1 | Price is MRP | 37
1250 | Siemens | MCCB | SINOPLUS 3VJ moulded case circuit breakers - 3VJ10 MCCB, Thermal Magnetic Trip Unit, Adjustable Thermal Fixed Magnetic (ATFM), 415VAC, 50Hz | 3VJ10 (VJ1 125X) 18kA 20 3 Pole | Frame Size: 3VJ10 (VJ1 125X) | Breaking Capacity 415V AC, 50/60Hz: 18kA | Rated Current In (A): 20 | Version: 3 Pole |  |  | Not stocked | 3VJ1002-1DB32-0AA0 |  | 12065 |  | SINOPLUS 3VJ |  |  | 1 | Price is MRP | 37
1251 | Siemens | MCCB | SINOPLUS 3VJ moulded case circuit breakers - 3VJ10 MCCB, Thermal Magnetic Trip Unit, Adjustable Thermal Fixed Magnetic (ATFM), 415VAC, 50Hz | 3VJ10 (VJ1 125X) 18kA 20 4 Pole | Frame Size: 3VJ10 (VJ1 125X) | Breaking Capacity 415V AC, 50/60Hz: 18kA | Rated Current In (A): 20 | Version: 4 Pole |  |  | Not stocked | 3VJ1002-1EB42-0AA0 |  | 15485 |  | SINOPLUS 3VJ |  |  | 1 | Price is MRP | 37
1252 | Siemens | MCCB | SINOPLUS 3VJ moulded case circuit breakers - 3VJ10 MCCB, Thermal Magnetic Trip Unit, Adjustable Thermal Fixed Magnetic (ATFM), 415VAC, 50Hz | 3VJ10 (VJ1 125X) 18kA 25 3 Pole | Frame Size: 3VJ10 (VJ1 125X) | Breaking Capacity 415V AC, 50/60Hz: 18kA | Rated Current In (A): 25 | Version: 3 Pole |  |  | Not stocked | 3VJ1092-1DB32-0AA0 |  | 12065 |  | SINOPLUS 3VJ |  |  | 1 | Price is MRP | 37
1253 | Siemens | MCCB | SINOPLUS 3VJ moulded case circuit breakers - 3VJ10 MCCB, Thermal Magnetic Trip Unit, Adjustable Thermal Fixed Magnetic (ATFM), 415VAC, 50Hz | 3VJ10 (VJ1 125X) 18kA 25 4 Pole | Frame Size: 3VJ10 (VJ1 125X) | Breaking Capacity 415V AC, 50/60Hz: 18kA | Rated Current In (A): 25 | Version: 4 Pole |  |  | Not stocked | 3VJ1092-1EB42-0AA0 |  | 15485 |  | SINOPLUS 3VJ |  |  | 1 | Price is MRP | 37
1254 | Siemens | MCCB | SINOPLUS 3VJ moulded case circuit breakers - 3VJ10 MCCB, Thermal Magnetic Trip Unit, Adjustable Thermal Fixed Magnetic (ATFM), 415VAC, 50Hz | 3VJ10 (VJ1 125X) 18kA 32 3 Pole | Frame Size: 3VJ10 (VJ1 125X) | Breaking Capacity 415V AC, 50/60Hz: 18kA | Rated Current In (A): 32 | Version: 3 Pole |  |  | Not stocked | 3VJ1003-1DB32-0AA0 |  | 12065 |  | SINOPLUS 3VJ |  |  | 1 | Price is MRP | 37
1255 | Siemens | MCCB | SINOPLUS 3VJ moulded case circuit breakers - 3VJ10 MCCB, Thermal Magnetic Trip Unit, Adjustable Thermal Fixed Magnetic (ATFM), 415VAC, 50Hz | 3VJ10 (VJ1 125X) 18kA 32 4 Pole | Frame Size: 3VJ10 (VJ1 125X) | Breaking Capacity 415V AC, 50/60Hz: 18kA | Rated Current In (A): 32 | Version: 4 Pole |  |  | Not stocked | 3VJ1003-1EB42-0AA0 |  | 15485 |  | SINOPLUS 3VJ |  |  | 1 | Price is MRP | 37
1256 | Siemens | MCCB | SINOPLUS 3VJ moulded case circuit breakers - 3VJ10 MCCB, Thermal Magnetic Trip Unit, Adjustable Thermal Fixed Magnetic (ATFM), 415VAC, 50Hz | 3VJ10 (VJ1 125X) 18kA 40 3 Pole | Frame Size: 3VJ10 (VJ1 125X) | Breaking Capacity 415V AC, 50/60Hz: 18kA | Rated Current In (A): 40 | Version: 3 Pole |  |  | Not stocked | 3VJ1004-1DB32-0AA0 |  | 12065 |  | SINOPLUS 3VJ |  |  | 1 | Price is MRP | 37
1257 | Siemens | MCCB | SINOPLUS 3VJ moulded case circuit breakers - 3VJ10 MCCB, Thermal Magnetic Trip Unit, Adjustable Thermal Fixed Magnetic (ATFM), 415VAC, 50Hz | 3VJ10 (VJ1 125X) 18kA 40 4 Pole | Frame Size: 3VJ10 (VJ1 125X) | Breaking Capacity 415V AC, 50/60Hz: 18kA | Rated Current In (A): 40 | Version: 4 Pole |  |  | Not stocked | 3VJ1004-1EB42-0AA0 |  | 15485 |  | SINOPLUS 3VJ |  |  | 1 | Price is MRP | 37
1258 | Siemens | MCCB | SINOPLUS 3VJ moulded case circuit breakers - 3VJ10 MCCB, Thermal Magnetic Trip Unit, Adjustable Thermal Fixed Magnetic (ATFM), 415VAC, 50Hz | 3VJ10 (VJ1 125X) 18kA 50 3 Pole | Frame Size: 3VJ10 (VJ1 125X) | Breaking Capacity 415V AC, 50/60Hz: 18kA | Rated Current In (A): 50 | Version: 3 Pole |  |  | Not stocked | 3VJ1005-1DB32-0AA0 |  | 12065 |  | SINOPLUS 3VJ |  |  | 1 | Price is MRP | 37
1259 | Siemens | MCCB | SINOPLUS 3VJ moulded case circuit breakers - 3VJ10 MCCB, Thermal Magnetic Trip Unit, Adjustable Thermal Fixed Magnetic (ATFM), 415VAC, 50Hz | 3VJ10 (VJ1 125X) 18kA 50 4 Pole | Frame Size: 3VJ10 (VJ1 125X) | Breaking Capacity 415V AC, 50/60Hz: 18kA | Rated Current In (A): 50 | Version: 4 Pole |  |  | Not stocked | 3VJ1005-1EB42-0AA0 |  | 15485 |  | SINOPLUS 3VJ |  |  | 1 | Price is MRP | 37
1260 | Siemens | MCCB | SINOPLUS 3VJ moulded case circuit breakers - 3VJ10 MCCB, Thermal Magnetic Trip Unit, Adjustable Thermal Fixed Magnetic (ATFM), 415VAC, 50Hz | 3VJ10 (VJ1 125X) 18kA 63 3 Pole | Frame Size: 3VJ10 (VJ1 125X) | Breaking Capacity 415V AC, 50/60Hz: 18kA | Rated Current In (A): 63 | Version: 3 Pole |  |  | Not stocked | 3VJ1006-1DB32-0AA0 |  | 12065 |  | SINOPLUS 3VJ |  |  | 1 | Price is MRP | 37
1261 | Siemens | MCCB | SINOPLUS 3VJ moulded case circuit breakers - 3VJ10 MCCB, Thermal Magnetic Trip Unit, Adjustable Thermal Fixed Magnetic (ATFM), 415VAC, 50Hz | 3VJ10 (VJ1 125X) 18kA 63 4 Pole | Frame Size: 3VJ10 (VJ1 125X) | Breaking Capacity 415V AC, 50/60Hz: 18kA | Rated Current In (A): 63 | Version: 4 Pole |  |  | Not stocked | 3VJ1006-1EB42-0AA0 |  | 15485 |  | SINOPLUS 3VJ |  |  | 1 | Price is MRP | 37
1262 | Siemens | MCCB | SINOPLUS 3VJ moulded case circuit breakers - 3VJ10 MCCB, Thermal Magnetic Trip Unit, Adjustable Thermal Fixed Magnetic (ATFM), 415VAC, 50Hz | 3VJ10 (VJ1 125X) 18kA 80 3 Pole | Frame Size: 3VJ10 (VJ1 125X) | Breaking Capacity 415V AC, 50/60Hz: 18kA | Rated Current In (A): 80 | Version: 3 Pole |  |  | Not stocked | 3VJ1008-1DB32-0AA0 |  | 12065 |  | SINOPLUS 3VJ |  |  | 1 | Price is MRP | 37
1263 | Siemens | MCCB | SINOPLUS 3VJ moulded case circuit breakers - 3VJ10 MCCB, Thermal Magnetic Trip Unit, Adjustable Thermal Fixed Magnetic (ATFM), 415VAC, 50Hz | 3VJ10 (VJ1 125X) 18kA 80 4 Pole | Frame Size: 3VJ10 (VJ1 125X) | Breaking Capacity 415V AC, 50/60Hz: 18kA | Rated Current In (A): 80 | Version: 4 Pole |  |  | Not stocked | 3VJ1008-1EB42-0AA0 |  | 15485 |  | SINOPLUS 3VJ |  |  | 1 | Price is MRP | 37
1264 | Siemens | MCCB | SINOPLUS 3VJ moulded case circuit breakers - 3VJ10 MCCB, Thermal Magnetic Trip Unit, Adjustable Thermal Fixed Magnetic (ATFM), 415VAC, 50Hz | 3VJ10 (VJ1 125X) 18kA 100 3 Pole | Frame Size: 3VJ10 (VJ1 125X) | Breaking Capacity 415V AC, 50/60Hz: 18kA | Rated Current In (A): 100 | Version: 3 Pole |  |  | Not stocked | 3VJ1010-1DB32-0AA0 |  | 12065 |  | SINOPLUS 3VJ |  |  | 1 | Price is MRP | 37
1265 | Siemens | MCCB | SINOPLUS 3VJ moulded case circuit breakers - 3VJ10 MCCB, Thermal Magnetic Trip Unit, Adjustable Thermal Fixed Magnetic (ATFM), 415VAC, 50Hz | 3VJ10 (VJ1 125X) 18kA 100 4 Pole | Frame Size: 3VJ10 (VJ1 125X) | Breaking Capacity 415V AC, 50/60Hz: 18kA | Rated Current In (A): 100 | Version: 4 Pole |  |  | Not stocked | 3VJ1010-1EB42-0AA0 |  | 15485 |  | SINOPLUS 3VJ |  |  | 1 | Price is MRP | 37
1266 | Siemens | MCCB | SINOPLUS 3VJ moulded case circuit breakers - 3VJ10 MCCB, Thermal Magnetic Trip Unit, Adjustable Thermal Fixed Magnetic (ATFM), 415VAC, 50Hz | 3VJ10 (VJ1 125X) 18kA 125 3 Pole | Frame Size: 3VJ10 (VJ1 125X) | Breaking Capacity 415V AC, 50/60Hz: 18kA | Rated Current In (A): 125 | Version: 3 Pole |  |  | Not stocked | 3VJ1012-1DB32-0AA0 |  | 13830 |  | SINOPLUS 3VJ |  |  | 1 | Price is MRP | 37
1267 | Siemens | MCCB | SINOPLUS 3VJ moulded case circuit breakers - 3VJ10 MCCB, Thermal Magnetic Trip Unit, Adjustable Thermal Fixed Magnetic (ATFM), 415VAC, 50Hz | 3VJ10 (VJ1 125X) 18kA 125 4 Pole | Frame Size: 3VJ10 (VJ1 125X) | Breaking Capacity 415V AC, 50/60Hz: 18kA | Rated Current In (A): 125 | Version: 4 Pole |  |  | Not stocked | 3VJ1012-1EB42-0AA0 |  | 18010 |  | SINOPLUS 3VJ |  |  | 1 | Price is MRP | 37
1268 | Siemens | MCCB | SINOPLUS 3VJ moulded case circuit breakers - 3VJ10 MCCB, Thermal Magnetic Trip Unit, Adjustable Thermal Fixed Magnetic (ATFM), 415VAC, 50Hz | 3VJ10 (VJ1 125X) 25kA 16 3 Pole | Frame Size: 3VJ10 (VJ1 125X) | Breaking Capacity 415V AC, 50/60Hz: 25kA | Rated Current In (A): 16 | Version: 3 Pole |  |  | Not stocked | 3VJ1096-3DB32-0AA0 |  | 13860 |  | SINOPLUS 3VJ |  |  | 1 | Price is MRP | 37
1269 | Siemens | MCCB | SINOPLUS 3VJ moulded case circuit breakers - 3VJ10 MCCB, Thermal Magnetic Trip Unit, Adjustable Thermal Fixed Magnetic (ATFM), 415VAC, 50Hz | 3VJ10 (VJ1 125X) 25kA 16 4 Pole | Frame Size: 3VJ10 (VJ1 125X) | Breaking Capacity 415V AC, 50/60Hz: 25kA | Rated Current In (A): 16 | Version: 4 Pole |  |  | Not stocked | 3VJ1096-3EB42-0AA0 |  | 18385 |  | SINOPLUS 3VJ |  |  | 1 | Price is MRP | 37
1270 | Siemens | MCCB | SINOPLUS 3VJ moulded case circuit breakers - 3VJ10 MCCB, Thermal Magnetic Trip Unit, Adjustable Thermal Fixed Magnetic (ATFM), 415VAC, 50Hz | 3VJ10 (VJ1 125X) 25kA 20 3 Pole | Frame Size: 3VJ10 (VJ1 125X) | Breaking Capacity 415V AC, 50/60Hz: 25kA | Rated Current In (A): 20 | Version: 3 Pole |  |  | Not stocked | 3VJ1002-3DB32-0AA0 |  | 13860 |  | SINOPLUS 3VJ |  |  | 1 | Price is MRP | 37
1271 | Siemens | MCCB | SINOPLUS 3VJ moulded case circuit breakers - 3VJ10 MCCB, Thermal Magnetic Trip Unit, Adjustable Thermal Fixed Magnetic (ATFM), 415VAC, 50Hz | 3VJ10 (VJ1 125X) 25kA 20 4 Pole | Frame Size: 3VJ10 (VJ1 125X) | Breaking Capacity 415V AC, 50/60Hz: 25kA | Rated Current In (A): 20 | Version: 4 Pole |  |  | Not stocked | 3VJ1002-3EB42-0AA0 |  | 18385 |  | SINOPLUS 3VJ |  |  | 1 | Price is MRP | 37
1272 | Siemens | MCCB | SINOPLUS 3VJ moulded case circuit breakers - 3VJ10 MCCB, Thermal Magnetic Trip Unit, Adjustable Thermal Fixed Magnetic (ATFM), 415VAC, 50Hz | 3VJ10 (VJ1 125X) 25kA 25 3 Pole | Frame Size: 3VJ10 (VJ1 125X) | Breaking Capacity 415V AC, 50/60Hz: 25kA | Rated Current In (A): 25 | Version: 3 Pole |  |  | Not stocked | 3VJ1092-3DB32-0AA0 |  | 13860 |  | SINOPLUS 3VJ |  |  | 1 | Price is MRP | 37
1273 | Siemens | MCCB | SINOPLUS 3VJ moulded case circuit breakers - 3VJ10 MCCB, Thermal Magnetic Trip Unit, Adjustable Thermal Fixed Magnetic (ATFM), 415VAC, 50Hz | 3VJ10 (VJ1 125X) 25kA 25 4 Pole | Frame Size: 3VJ10 (VJ1 125X) | Breaking Capacity 415V AC, 50/60Hz: 25kA | Rated Current In (A): 25 | Version: 4 Pole |  |  | Not stocked | 3VJ1092-3EB42-0AA0 |  | 18385 |  | SINOPLUS 3VJ |  |  | 1 | Price is MRP | 37
1274 | Siemens | MCCB | SINOPLUS 3VJ moulded case circuit breakers - 3VJ10 MCCB, Thermal Magnetic Trip Unit, Adjustable Thermal Fixed Magnetic (ATFM), 415VAC, 50Hz | 3VJ10 (VJ1 125X) 25kA 32 3 Pole | Frame Size: 3VJ10 (VJ1 125X) | Breaking Capacity 415V AC, 50/60Hz: 25kA | Rated Current In (A): 32 | Version: 3 Pole |  |  | Not stocked | 3VJ1003-3DB32-0AA0 |  | 13860 |  | SINOPLUS 3VJ |  |  | 1 | Price is MRP | 37
1275 | Siemens | MCCB | SINOPLUS 3VJ moulded case circuit breakers - 3VJ10 MCCB, Thermal Magnetic Trip Unit, Adjustable Thermal Fixed Magnetic (ATFM), 415VAC, 50Hz | 3VJ10 (VJ1 125X) 25kA 32 4 Pole | Frame Size: 3VJ10 (VJ1 125X) | Breaking Capacity 415V AC, 50/60Hz: 25kA | Rated Current In (A): 32 | Version: 4 Pole |  |  | Not stocked | 3VJ1003-3EB42-0AA0 |  | 18385 |  | SINOPLUS 3VJ |  |  | 1 | Price is MRP | 37
1276 | Siemens | MCCB | SINOPLUS 3VJ moulded case circuit breakers - 3VJ10 MCCB, Thermal Magnetic Trip Unit, Adjustable Thermal Fixed Magnetic (ATFM), 415VAC, 50Hz | 3VJ10 (VJ1 125X) 25kA 40 3 Pole | Frame Size: 3VJ10 (VJ1 125X) | Breaking Capacity 415V AC, 50/60Hz: 25kA | Rated Current In (A): 40 | Version: 3 Pole |  |  | Not stocked | 3VJ1004-3DB32-0AA0 |  | 13860 |  | SINOPLUS 3VJ |  |  | 1 | Price is MRP | 37
1277 | Siemens | MCCB | SINOPLUS 3VJ moulded case circuit breakers - 3VJ10 MCCB, Thermal Magnetic Trip Unit, Adjustable Thermal Fixed Magnetic (ATFM), 415VAC, 50Hz | 3VJ10 (VJ1 125X) 25kA 40 4 Pole | Frame Size: 3VJ10 (VJ1 125X) | Breaking Capacity 415V AC, 50/60Hz: 25kA | Rated Current In (A): 40 | Version: 4 Pole |  |  | Not stocked | 3VJ1004-3EB42-0AA0 |  | 18385 |  | SINOPLUS 3VJ |  |  | 1 | Price is MRP | 37
1278 | Siemens | MCCB | SINOPLUS 3VJ moulded case circuit breakers - 3VJ10 MCCB, Thermal Magnetic Trip Unit, Adjustable Thermal Fixed Magnetic (ATFM), 415VAC, 50Hz | 3VJ10 (VJ1 125X) 25kA 50 3 Pole | Frame Size: 3VJ10 (VJ1 125X) | Breaking Capacity 415V AC, 50/60Hz: 25kA | Rated Current In (A): 50 | Version: 3 Pole |  |  | Not stocked | 3VJ1005-3DB32-0AA0 |  | 13860 |  | SINOPLUS 3VJ |  |  | 1 | Price is MRP | 37
1279 | Siemens | MCCB | SINOPLUS 3VJ moulded case circuit breakers - 3VJ10 MCCB, Thermal Magnetic Trip Unit, Adjustable Thermal Fixed Magnetic (ATFM), 415VAC, 50Hz | 3VJ10 (VJ1 125X) 25kA 50 4 Pole | Frame Size: 3VJ10 (VJ1 125X) | Breaking Capacity 415V AC, 50/60Hz: 25kA | Rated Current In (A): 50 | Version: 4 Pole |  |  | Not stocked | 3VJ1005-3EB42-0AA0 |  | 18385 |  | SINOPLUS 3VJ |  |  | 1 | Price is MRP | 37
1280 | Siemens | MCCB | SINOPLUS 3VJ moulded case circuit breakers - 3VJ10 MCCB, Thermal Magnetic Trip Unit, Adjustable Thermal Fixed Magnetic (ATFM), 415VAC, 50Hz | 3VJ10 (VJ1 125X) 25kA 63 3 Pole | Frame Size: 3VJ10 (VJ1 125X) | Breaking Capacity 415V AC, 50/60Hz: 25kA | Rated Current In (A): 63 | Version: 3 Pole |  |  | Not stocked | 3VJ1006-3DB32-0AA0 |  | 13860 |  | SINOPLUS 3VJ |  |  | 1 | Price is MRP | 37
1281 | Siemens | MCCB | SINOPLUS 3VJ moulded case circuit breakers - 3VJ10 MCCB, Thermal Magnetic Trip Unit, Adjustable Thermal Fixed Magnetic (ATFM), 415VAC, 50Hz | 3VJ10 (VJ1 125X) 25kA 63 4 Pole | Frame Size: 3VJ10 (VJ1 125X) | Breaking Capacity 415V AC, 50/60Hz: 25kA | Rated Current In (A): 63 | Version: 4 Pole |  |  | Not stocked | 3VJ1006-3EB42-0AA0 |  | 18385 |  | SINOPLUS 3VJ |  |  | 1 | Price is MRP | 37
1282 | Siemens | MCCB | SINOPLUS 3VJ moulded case circuit breakers - 3VJ10 MCCB, Thermal Magnetic Trip Unit, Adjustable Thermal Fixed Magnetic (ATFM), 415VAC, 50Hz | 3VJ10 (VJ1 125X) 25kA 80 3 Pole | Frame Size: 3VJ10 (VJ1 125X) | Breaking Capacity 415V AC, 50/60Hz: 25kA | Rated Current In (A): 80 | Version: 3 Pole |  |  | Not stocked | 3VJ1008-3DB32-0AA0 |  | 13860 |  | SINOPLUS 3VJ |  |  | 1 | Price is MRP | 37
1283 | Siemens | MCCB | SINOPLUS 3VJ moulded case circuit breakers - 3VJ10 MCCB, Thermal Magnetic Trip Unit, Adjustable Thermal Fixed Magnetic (ATFM), 415VAC, 50Hz | 3VJ10 (VJ1 125X) 25kA 80 4 Pole | Frame Size: 3VJ10 (VJ1 125X) | Breaking Capacity 415V AC, 50/60Hz: 25kA | Rated Current In (A): 80 | Version: 4 Pole |  |  | Not stocked | 3VJ1008-3EB42-0AA0 |  | 18385 |  | SINOPLUS 3VJ |  |  | 1 | Price is MRP | 37
1284 | Siemens | MCCB | SINOPLUS 3VJ moulded case circuit breakers - 3VJ10 MCCB, Thermal Magnetic Trip Unit, Adjustable Thermal Fixed Magnetic (ATFM), 415VAC, 50Hz | 3VJ10 (VJ1 125X) 25kA 100 3 Pole | Frame Size: 3VJ10 (VJ1 125X) | Breaking Capacity 415V AC, 50/60Hz: 25kA | Rated Current In (A): 100 | Version: 3 Pole |  |  | Not stocked | 3VJ1010-3DB32-0AA0 |  | 13860 |  | SINOPLUS 3VJ |  |  | 1 | Price is MRP | 37
1285 | Siemens | MCCB | SINOPLUS 3VJ moulded case circuit breakers - 3VJ10 MCCB, Thermal Magnetic Trip Unit, Adjustable Thermal Fixed Magnetic (ATFM), 415VAC, 50Hz | 3VJ10 (VJ1 125X) 25kA 100 4 Pole | Frame Size: 3VJ10 (VJ1 125X) | Breaking Capacity 415V AC, 50/60Hz: 25kA | Rated Current In (A): 100 | Version: 4 Pole |  |  | Not stocked | 3VJ1010-3EB42-0AA0 |  | 18385 |  | SINOPLUS 3VJ |  |  | 1 | Price is MRP | 37
1286 | Siemens | MCCB | SINOPLUS 3VJ moulded case circuit breakers - 3VJ10 MCCB, Thermal Magnetic Trip Unit, Adjustable Thermal Fixed Magnetic (ATFM), 415VAC, 50Hz | 3VJ10 (VJ1 125X) 25kA 125 3 Pole | Frame Size: 3VJ10 (VJ1 125X) | Breaking Capacity 415V AC, 50/60Hz: 25kA | Rated Current In (A): 125 | Version: 3 Pole |  |  | Not stocked | 3VJ1012-3DB32-0AA0 |  | 15810 |  | SINOPLUS 3VJ |  |  | 1 | Price is MRP | 37
1287 | Siemens | MCCB | SINOPLUS 3VJ moulded case circuit breakers - 3VJ10 MCCB, Thermal Magnetic Trip Unit, Adjustable Thermal Fixed Magnetic (ATFM), 415VAC, 50Hz | 3VJ10 (VJ1 125X) 25kA 125 4 Pole | Frame Size: 3VJ10 (VJ1 125X) | Breaking Capacity 415V AC, 50/60Hz: 25kA | Rated Current In (A): 125 | Version: 4 Pole |  |  | Not stocked | 3VJ1012-3EB42-0AA0 |  | 20210 |  | SINOPLUS 3VJ |  |  | 1 | Price is MRP | 37
1288 | Siemens | MCCB | SINOPLUS 3VJ moulded case circuit breakers - 3VJ MCCB, Thermal Magnetic Trip Unit, Adjustable Thermal Fixed Magnetic (ATFM), 415VAC, 50Hz | 3VJ12 (VJ1 250) 25kA 160 3 Pole | Frame Size: 3VJ12 (VJ1 250) | Breaking Capacity 415V AC, 50/60Hz: 25kA | Rated Current In (A): 160 | Version: 3 Pole |  |  | Not stocked | 3VJ1216-3DB32-0AA0 |  | 22225 |  | SINOPLUS 3VJ |  |  | 1 | Price is MRP | 38
1289 | Siemens | MCCB | SINOPLUS 3VJ moulded case circuit breakers - 3VJ MCCB, Thermal Magnetic Trip Unit, Adjustable Thermal Fixed Magnetic (ATFM), 415VAC, 50Hz | 3VJ12 (VJ1 250) 25kA 160 4 Pole | Frame Size: 3VJ12 (VJ1 250) | Breaking Capacity 415V AC, 50/60Hz: 25kA | Rated Current In (A): 160 | Version: 4 Pole |  |  | Not stocked | 3VJ1216-3EB42-0AA0 |  | 27060 |  | SINOPLUS 3VJ |  |  | 1 | Price is MRP | 38
1290 | Siemens | MCCB | SINOPLUS 3VJ moulded case circuit breakers - 3VJ MCCB, Thermal Magnetic Trip Unit, Adjustable Thermal Fixed Magnetic (ATFM), 415VAC, 50Hz | 3VJ12 (VJ1 250) 25kA 200 3 Pole | Frame Size: 3VJ12 (VJ1 250) | Breaking Capacity 415V AC, 50/60Hz: 25kA | Rated Current In (A): 200 | Version: 3 Pole |  |  | Not stocked | 3VJ1220-3DB32-0AA0 |  | 24005 |  | SINOPLUS 3VJ |  |  | 1 | Price is MRP | 38
1291 | Siemens | MCCB | SINOPLUS 3VJ moulded case circuit breakers - 3VJ MCCB, Thermal Magnetic Trip Unit, Adjustable Thermal Fixed Magnetic (ATFM), 415VAC, 50Hz | 3VJ12 (VJ1 250) 25kA 200 4 Pole | Frame Size: 3VJ12 (VJ1 250) | Breaking Capacity 415V AC, 50/60Hz: 25kA | Rated Current In (A): 200 | Version: 4 Pole |  |  | Not stocked | 3VJ1220-3EB42-0AA0 |  | 30210 |  | SINOPLUS 3VJ |  |  | 1 | Price is MRP | 38
1292 | Siemens | MCCB | SINOPLUS 3VJ moulded case circuit breakers - 3VJ MCCB, Thermal Magnetic Trip Unit, Adjustable Thermal Fixed Magnetic (ATFM), 415VAC, 50Hz | 3VJ12 (VJ1 250) 25kA 250 3 Pole | Frame Size: 3VJ12 (VJ1 250) | Breaking Capacity 415V AC, 50/60Hz: 25kA | Rated Current In (A): 250 | Version: 3 Pole |  |  | Not stocked | 3VJ1225-3DB32-0AA0 |  | 27010 |  | SINOPLUS 3VJ |  |  | 1 | Price is MRP | 38
1293 | Siemens | MCCB | SINOPLUS 3VJ moulded case circuit breakers - 3VJ MCCB, Thermal Magnetic Trip Unit, Adjustable Thermal Fixed Magnetic (ATFM), 415VAC, 50Hz | 3VJ12 (VJ1 250) 25kA 250 4 Pole | Frame Size: 3VJ12 (VJ1 250) | Breaking Capacity 415V AC, 50/60Hz: 25kA | Rated Current In (A): 250 | Version: 4 Pole |  |  | Not stocked | 3VJ1225-3EB42-0AA0 |  | 35575 |  | SINOPLUS 3VJ |  |  | 1 | Price is MRP | 38
1294 | Siemens | MCCB | SINOPLUS 3VJ moulded case circuit breakers - 3VJ MCCB, Thermal Magnetic Trip Unit, Adjustable Thermal Fixed Magnetic (ATFM), 415VAC, 50Hz | 3VJ13 (VJ1 400) 25kA 320 3 Pole | Frame Size: 3VJ13 (VJ1 400) | Breaking Capacity 415V AC, 50/60Hz: 25kA | Rated Current In (A): 320 | Version: 3 Pole |  |  | Not stocked | 3VJ1332-3DB32-0AA0 |  | 50550 |  | SINOPLUS 3VJ |  |  | 1 | Price is MRP | 38
1295 | Siemens | MCCB | SINOPLUS 3VJ moulded case circuit breakers - 3VJ MCCB, Thermal Magnetic Trip Unit, Adjustable Thermal Fixed Magnetic (ATFM), 415VAC, 50Hz | 3VJ13 (VJ1 400) 25kA 320 4 Pole | Frame Size: 3VJ13 (VJ1 400) | Breaking Capacity 415V AC, 50/60Hz: 25kA | Rated Current In (A): 320 | Version: 4 Pole |  |  | Not stocked | 3VJ1332-3EB42-0AA0 |  | 65100 |  | SINOPLUS 3VJ |  |  | 1 | Price is MRP | 38
1296 | Siemens | MCCB | SINOPLUS 3VJ moulded case circuit breakers - 3VJ MCCB, Thermal Magnetic Trip Unit, Adjustable Thermal Fixed Magnetic (ATFM), 415VAC, 50Hz | 3VJ13 (VJ1 400) 25kA 400 3 Pole | Frame Size: 3VJ13 (VJ1 400) | Breaking Capacity 415V AC, 50/60Hz: 25kA | Rated Current In (A): 400 | Version: 3 Pole |  |  | Not stocked | 3VJ1340-3DB32-0AA0 |  | 50550 |  | SINOPLUS 3VJ |  |  | 1 | Price is MRP | 38
1297 | Siemens | MCCB | SINOPLUS 3VJ moulded case circuit breakers - 3VJ MCCB, Thermal Magnetic Trip Unit, Adjustable Thermal Fixed Magnetic (ATFM), 415VAC, 50Hz | 3VJ13 (VJ1 400) 25kA 400 4 Pole | Frame Size: 3VJ13 (VJ1 400) | Breaking Capacity 415V AC, 50/60Hz: 25kA | Rated Current In (A): 400 | Version: 4 Pole |  |  | Not stocked | 3VJ1340-3EB42-0AA0 |  | 65100 |  | SINOPLUS 3VJ |  |  | 1 | Price is MRP | 38
1298 | Siemens | MCCB | SINOPLUS 3VJ moulded case circuit breakers - 3VJ MCCB, Thermal Magnetic Trip Unit, Adjustable Thermal Fixed Magnetic (ATFM), 415VAC, 50Hz | 3VJ11 (VJ1 125) 36kA 16 3 Pole | Frame Size: 3VJ11 (VJ1 125) | Breaking Capacity 415V AC, 50/60Hz: 36kA | Rated Current In (A): 16 | Version: 3 Pole |  |  | Not stocked | 3VJ1196-5DB32-0AA0 |  | 18385 |  | SINOPLUS 3VJ |  |  | 1 | Price is MRP | 38
1299 | Siemens | MCCB | SINOPLUS 3VJ moulded case circuit breakers - 3VJ MCCB, Thermal Magnetic Trip Unit, Adjustable Thermal Fixed Magnetic (ATFM), 415VAC, 50Hz | 3VJ11 (VJ1 125) 36kA 16 4 Pole | Frame Size: 3VJ11 (VJ1 125) | Breaking Capacity 415V AC, 50/60Hz: 36kA | Rated Current In (A): 16 | Version: 4 Pole |  |  | Not stocked | 3VJ1196-5EB42-0AA0 |  | 24275 |  | SINOPLUS 3VJ |  |  | 1 | Price is MRP | 38
1300 | Siemens | MCCB | SINOPLUS 3VJ moulded case circuit breakers - 3VJ MCCB, Thermal Magnetic Trip Unit, Adjustable Thermal Fixed Magnetic (ATFM), 415VAC, 50Hz | 3VJ11 (VJ1 125) 36kA 20 3 Pole | Frame Size: 3VJ11 (VJ1 125) | Breaking Capacity 415V AC, 50/60Hz: 36kA | Rated Current In (A): 20 | Version: 3 Pole |  |  | Not stocked | 3VJ1102-5DB32-0AA0 |  | 18385 |  | SINOPLUS 3VJ |  |  | 1 | Price is MRP | 38
1301 | Siemens | MCCB | SINOPLUS 3VJ moulded case circuit breakers - 3VJ MCCB, Thermal Magnetic Trip Unit, Adjustable Thermal Fixed Magnetic (ATFM), 415VAC, 50Hz | 3VJ11 (VJ1 125) 36kA 20 4 Pole | Frame Size: 3VJ11 (VJ1 125) | Breaking Capacity 415V AC, 50/60Hz: 36kA | Rated Current In (A): 20 | Version: 4 Pole |  |  | Not stocked | 3VJ1102-5EB42-0AA0 |  | 24275 |  | SINOPLUS 3VJ |  |  | 1 | Price is MRP | 38
1302 | Siemens | MCCB | SINOPLUS 3VJ moulded case circuit breakers - 3VJ MCCB, Thermal Magnetic Trip Unit, Adjustable Thermal Fixed Magnetic (ATFM), 415VAC, 50Hz | 3VJ11 (VJ1 125) 36kA 25 3 Pole | Frame Size: 3VJ11 (VJ1 125) | Breaking Capacity 415V AC, 50/60Hz: 36kA | Rated Current In (A): 25 | Version: 3 Pole |  |  | Not stocked | 3VJ1192-5DB32-0AA0 |  | 18385 |  | SINOPLUS 3VJ |  |  | 1 | Price is MRP | 38
1303 | Siemens | MCCB | SINOPLUS 3VJ moulded case circuit breakers - 3VJ MCCB, Thermal Magnetic Trip Unit, Adjustable Thermal Fixed Magnetic (ATFM), 415VAC, 50Hz | 3VJ11 (VJ1 125) 36kA 25 4 Pole | Frame Size: 3VJ11 (VJ1 125) | Breaking Capacity 415V AC, 50/60Hz: 36kA | Rated Current In (A): 25 | Version: 4 Pole |  |  | Not stocked | 3VJ1192-5EB42-0AA0 |  | 24275 |  | SINOPLUS 3VJ |  |  | 1 | Price is MRP | 38
1304 | Siemens | MCCB | SINOPLUS 3VJ moulded case circuit breakers - 3VJ MCCB, Thermal Magnetic Trip Unit, Adjustable Thermal Fixed Magnetic (ATFM), 415VAC, 50Hz | 3VJ11 (VJ1 125) 36kA 32 3 Pole | Frame Size: 3VJ11 (VJ1 125) | Breaking Capacity 415V AC, 50/60Hz: 36kA | Rated Current In (A): 32 | Version: 3 Pole |  |  | Not stocked | 3VJ1103-5DB32-0AA0 |  | 18385 |  | SINOPLUS 3VJ |  |  | 1 | Price is MRP | 38
1305 | Siemens | MCCB | SINOPLUS 3VJ moulded case circuit breakers - 3VJ MCCB, Thermal Magnetic Trip Unit, Adjustable Thermal Fixed Magnetic (ATFM), 415VAC, 50Hz | 3VJ11 (VJ1 125) 36kA 32 4 Pole | Frame Size: 3VJ11 (VJ1 125) | Breaking Capacity 415V AC, 50/60Hz: 36kA | Rated Current In (A): 32 | Version: 4 Pole |  |  | Not stocked | 3VJ1103-5EB42-0AA0 |  | 24275 |  | SINOPLUS 3VJ |  |  | 1 | Price is MRP | 38
1306 | Siemens | MCCB | SINOPLUS 3VJ moulded case circuit breakers - 3VJ MCCB, Thermal Magnetic Trip Unit, Adjustable Thermal Fixed Magnetic (ATFM), 415VAC, 50Hz | 3VJ11 (VJ1 125) 36kA 40 3 Pole | Frame Size: 3VJ11 (VJ1 125) | Breaking Capacity 415V AC, 50/60Hz: 36kA | Rated Current In (A): 40 | Version: 3 Pole |  |  | Not stocked | 3VJ1104-5DB32-0AA0 |  | 18385 |  | SINOPLUS 3VJ |  |  | 1 | Price is MRP | 38
1307 | Siemens | MCCB | SINOPLUS 3VJ moulded case circuit breakers - 3VJ MCCB, Thermal Magnetic Trip Unit, Adjustable Thermal Fixed Magnetic (ATFM), 415VAC, 50Hz | 3VJ11 (VJ1 125) 36kA 40 4 Pole | Frame Size: 3VJ11 (VJ1 125) | Breaking Capacity 415V AC, 50/60Hz: 36kA | Rated Current In (A): 40 | Version: 4 Pole |  |  | Not stocked | 3VJ1104-5EB42-0AA0 |  | 24275 |  | SINOPLUS 3VJ |  |  | 1 | Price is MRP | 38
1308 | Siemens | MCCB | SINOPLUS 3VJ moulded case circuit breakers - 3VJ MCCB, Thermal Magnetic Trip Unit, Adjustable Thermal Fixed Magnetic (ATFM), 415VAC, 50Hz | 3VJ11 (VJ1 125) 36kA 50 3 Pole | Frame Size: 3VJ11 (VJ1 125) | Breaking Capacity 415V AC, 50/60Hz: 36kA | Rated Current In (A): 50 | Version: 3 Pole |  |  | Not stocked | 3VJ1105-5DB32-0AA0 |  | 18385 |  | SINOPLUS 3VJ |  |  | 1 | Price is MRP | 38
1309 | Siemens | MCCB | SINOPLUS 3VJ moulded case circuit breakers - 3VJ MCCB, Thermal Magnetic Trip Unit, Adjustable Thermal Fixed Magnetic (ATFM), 415VAC, 50Hz | 3VJ11 (VJ1 125) 36kA 50 4 Pole | Frame Size: 3VJ11 (VJ1 125) | Breaking Capacity 415V AC, 50/60Hz: 36kA | Rated Current In (A): 50 | Version: 4 Pole |  |  | Not stocked | 3VJ1105-5EB42-0AA0 |  | 24275 |  | SINOPLUS 3VJ |  |  | 1 | Price is MRP | 38
1310 | Siemens | MCCB | SINOPLUS 3VJ moulded case circuit breakers - 3VJ MCCB, Thermal Magnetic Trip Unit, Adjustable Thermal Fixed Magnetic (ATFM), 415VAC, 50Hz | 3VJ11 (VJ1 125) 36kA 63 3 Pole | Frame Size: 3VJ11 (VJ1 125) | Breaking Capacity 415V AC, 50/60Hz: 36kA | Rated Current In (A): 63 | Version: 3 Pole |  |  | Not stocked | 3VJ1106-5DB32-0AA0 |  | 18385 |  | SINOPLUS 3VJ |  |  | 1 | Price is MRP | 38
1311 | Siemens | MCCB | SINOPLUS 3VJ moulded case circuit breakers - 3VJ MCCB, Thermal Magnetic Trip Unit, Adjustable Thermal Fixed Magnetic (ATFM), 415VAC, 50Hz | 3VJ11 (VJ1 125) 36kA 63 4 Pole | Frame Size: 3VJ11 (VJ1 125) | Breaking Capacity 415V AC, 50/60Hz: 36kA | Rated Current In (A): 63 | Version: 4 Pole |  |  | Not stocked | 3VJ1106-5EB42-0AA0 |  | 24275 |  | SINOPLUS 3VJ |  |  | 1 | Price is MRP | 38
1312 | Siemens | MCCB | SINOPLUS 3VJ moulded case circuit breakers - 3VJ MCCB, Thermal Magnetic Trip Unit, Adjustable Thermal Fixed Magnetic (ATFM), 415VAC, 50Hz | 3VJ11 (VJ1 125) 36kA 80 3 Pole | Frame Size: 3VJ11 (VJ1 125) | Breaking Capacity 415V AC, 50/60Hz: 36kA | Rated Current In (A): 80 | Version: 3 Pole |  |  | Not stocked | 3VJ1108-5DB32-0AA0 |  | 18385 |  | SINOPLUS 3VJ |  |  | 1 | Price is MRP | 38
1313 | Siemens | MCCB | SINOPLUS 3VJ moulded case circuit breakers - 3VJ MCCB, Thermal Magnetic Trip Unit, Adjustable Thermal Fixed Magnetic (ATFM), 415VAC, 50Hz | 3VJ11 (VJ1 125) 36kA 80 4 Pole | Frame Size: 3VJ11 (VJ1 125) | Breaking Capacity 415V AC, 50/60Hz: 36kA | Rated Current In (A): 80 | Version: 4 Pole |  |  | Not stocked | 3VJ1108-5EB42-0AA0 |  | 24275 |  | SINOPLUS 3VJ |  |  | 1 | Price is MRP | 38
1314 | Siemens | MCCB | SINOPLUS 3VJ moulded case circuit breakers - 3VJ MCCB, Thermal Magnetic Trip Unit, Adjustable Thermal Fixed Magnetic (ATFM), 415VAC, 50Hz | 3VJ11 (VJ1 125) 36kA 100 3 Pole | Frame Size: 3VJ11 (VJ1 125) | Breaking Capacity 415V AC, 50/60Hz: 36kA | Rated Current In (A): 100 | Version: 3 Pole |  |  | Not stocked | 3VJ1110-5DB32-0AA0 |  | 18385 |  | SINOPLUS 3VJ |  |  | 1 | Price is MRP | 38
1315 | Siemens | MCCB | SINOPLUS 3VJ moulded case circuit breakers - 3VJ MCCB, Thermal Magnetic Trip Unit, Adjustable Thermal Fixed Magnetic (ATFM), 415VAC, 50Hz | 3VJ11 (VJ1 125) 36kA 100 4 Pole | Frame Size: 3VJ11 (VJ1 125) | Breaking Capacity 415V AC, 50/60Hz: 36kA | Rated Current In (A): 100 | Version: 4 Pole |  |  | Not stocked | 3VJ1110-5EB42-0AA0 |  | 24275 |  | SINOPLUS 3VJ |  |  | 1 | Price is MRP | 38
1316 | Siemens | MCCB | SINOPLUS 3VJ moulded case circuit breakers - 3VJ MCCB, Thermal Magnetic Trip Unit, Adjustable Thermal Fixed Magnetic (ATFM), 415VAC, 50Hz | 3VJ11 (VJ1 125) 36kA 125 3 Pole | Frame Size: 3VJ11 (VJ1 125) | Breaking Capacity 415V AC, 50/60Hz: 36kA | Rated Current In (A): 125 | Version: 3 Pole |  |  | Not stocked | 3VJ1112-5DB32-0AA0 |  | 20820 |  | SINOPLUS 3VJ |  |  | 1 | Price is MRP | 38
1317 | Siemens | MCCB | SINOPLUS 3VJ moulded case circuit breakers - 3VJ MCCB, Thermal Magnetic Trip Unit, Adjustable Thermal Fixed Magnetic (ATFM), 415VAC, 50Hz | 3VJ11 (VJ1 125) 36kA 125 4 Pole | Frame Size: 3VJ11 (VJ1 125) | Breaking Capacity 415V AC, 50/60Hz: 36kA | Rated Current In (A): 125 | Version: 4 Pole |  |  | Not stocked | 3VJ1112-5EB42-0AA0 |  | 26395 |  | SINOPLUS 3VJ |  |  | 1 | Price is MRP | 38
1318 | Siemens | MCCB | SINOPLUS 3VJ moulded case circuit breakers - 3VJ MCCB, Thermal Magnetic Trip Unit, Adjustable Thermal Fixed Magnetic (ATFM), 415VAC, 50Hz | 3VJ12 (VJ1 250) 36kA 160 3 Pole | Frame Size: 3VJ12 (VJ1 250) | Breaking Capacity 415V AC, 50/60Hz: 36kA | Rated Current In (A): 160 | Version: 3 Pole |  |  | Not stocked | 3VJ1216-5DB32-0AA0 |  | 25210 |  | SINOPLUS 3VJ |  |  | 1 | Price is MRP | 38
1319 | Siemens | MCCB | SINOPLUS 3VJ moulded case circuit breakers - 3VJ MCCB, Thermal Magnetic Trip Unit, Adjustable Thermal Fixed Magnetic (ATFM), 415VAC, 50Hz | 3VJ12 (VJ1 250) 36kA 160 4 Pole | Frame Size: 3VJ12 (VJ1 250) | Breaking Capacity 415V AC, 50/60Hz: 36kA | Rated Current In (A): 160 | Version: 4 Pole |  |  | Not stocked | 3VJ1216-5EB42-0AA0 |  | 30660 |  | SINOPLUS 3VJ |  |  | 1 | Price is MRP | 38
1320 | Siemens | MCCB | SINOPLUS 3VJ moulded case circuit breakers - 3VJ MCCB, Thermal Magnetic Trip Unit, Adjustable Thermal Fixed Magnetic (ATFM), 415VAC, 50Hz | 3VJ12 (VJ1 250) 36kA 200 3 Pole | Frame Size: 3VJ12 (VJ1 250) | Breaking Capacity 415V AC, 50/60Hz: 36kA | Rated Current In (A): 200 | Version: 3 Pole |  |  | Not stocked | 3VJ1220-5DB32-0AA0 |  | 32640 |  | SINOPLUS 3VJ |  |  | 1 | Price is MRP | 38
1321 | Siemens | MCCB | SINOPLUS 3VJ moulded case circuit breakers - 3VJ MCCB, Thermal Magnetic Trip Unit, Adjustable Thermal Fixed Magnetic (ATFM), 415VAC, 50Hz | 3VJ12 (VJ1 250) 36kA 200 4 Pole | Frame Size: 3VJ12 (VJ1 250) | Breaking Capacity 415V AC, 50/60Hz: 36kA | Rated Current In (A): 200 | Version: 4 Pole |  |  | Not stocked | 3VJ1220-5EB42-0AA0 |  | 42125 |  | SINOPLUS 3VJ |  |  | 1 | Price is MRP | 38
1322 | Siemens | MCCB | SINOPLUS 3VJ moulded case circuit breakers - 3VJ MCCB, Thermal Magnetic Trip Unit, Adjustable Thermal Fixed Magnetic (ATFM), 415VAC, 50Hz | 3VJ12 (VJ1 250) 36kA 250 3 Pole | Frame Size: 3VJ12 (VJ1 250) | Breaking Capacity 415V AC, 50/60Hz: 36kA | Rated Current In (A): 250 | Version: 3 Pole |  |  | Not stocked | 3VJ1225-5DB32-0AA0 |  | 37525 |  | SINOPLUS 3VJ |  |  | 1 | Price is MRP | 38
1323 | Siemens | MCCB | SINOPLUS 3VJ moulded case circuit breakers - 3VJ MCCB, Thermal Magnetic Trip Unit, Adjustable Thermal Fixed Magnetic (ATFM), 415VAC, 50Hz | 3VJ12 (VJ1 250) 36kA 250 4 Pole | Frame Size: 3VJ12 (VJ1 250) | Breaking Capacity 415V AC, 50/60Hz: 36kA | Rated Current In (A): 250 | Version: 4 Pole |  |  | Not stocked | 3VJ1225-5EB42-0AA0 |  | 48280 |  | SINOPLUS 3VJ |  |  | 1 | Price is MRP | 38
1324 | Siemens | MCCB | SINOPLUS 3VJ moulded case circuit breakers - 3VJ MCCB, Thermal Magnetic Trip Unit, Adjustable Thermal Fixed Magnetic (ATFM), 415VAC, 50Hz | 3VJ13 (VJ1 400) 36kA 320 3 Pole | Frame Size: 3VJ13 (VJ1 400) | Breaking Capacity 415V AC, 50/60Hz: 36kA | Rated Current In (A): 320 | Version: 3 Pole |  |  | Not stocked | 3VJ1332-5DB32-0AA0 |  | 51810 |  | SINOPLUS 3VJ |  |  | 1 | Price is MRP | 38
1325 | Siemens | MCCB | SINOPLUS 3VJ moulded case circuit breakers - 3VJ MCCB, Thermal Magnetic Trip Unit, Adjustable Thermal Fixed Magnetic (ATFM), 415VAC, 50Hz | 3VJ13 (VJ1 400) 36kA 320 4 Pole | Frame Size: 3VJ13 (VJ1 400) | Breaking Capacity 415V AC, 50/60Hz: 36kA | Rated Current In (A): 320 | Version: 4 Pole |  |  | Not stocked | 3VJ1332-5EB42-0AA0 |  | 66360 |  | SINOPLUS 3VJ |  |  | 1 | Price is MRP | 38
1326 | Siemens | MCCB | SINOPLUS 3VJ moulded case circuit breakers - 3VJ MCCB, Thermal Magnetic Trip Unit, Adjustable Thermal Fixed Magnetic (ATFM), 415VAC, 50Hz | 3VJ13 (VJ1 400) 36kA 400 3 Pole | Frame Size: 3VJ13 (VJ1 400) | Breaking Capacity 415V AC, 50/60Hz: 36kA | Rated Current In (A): 400 | Version: 3 Pole |  |  | Not stocked | 3VJ1340-5DB32-0AA0 |  | 51810 |  | SINOPLUS 3VJ |  |  | 1 | Price is MRP | 38
1327 | Siemens | MCCB | SINOPLUS 3VJ moulded case circuit breakers - 3VJ MCCB, Thermal Magnetic Trip Unit, Adjustable Thermal Fixed Magnetic (ATFM), 415VAC, 50Hz | 3VJ13 (VJ1 400) 36kA 400 4 Pole | Frame Size: 3VJ13 (VJ1 400) | Breaking Capacity 415V AC, 50/60Hz: 36kA | Rated Current In (A): 400 | Version: 4 Pole |  |  | Not stocked | 3VJ1340-5EB42-0AA0 |  | 66360 |  | SINOPLUS 3VJ |  |  | 1 | Price is MRP | 38
1328 | Siemens | MCCB | SINOPLUS 3VJ moulded case circuit breakers - 3VJ MCCB, Thermal Magnetic Trip Unit, Adjustable Thermal Fixed Magnetic (ATFM), 415VAC, 50Hz | 3VJ14 (VJ1 630) 36kA 500 3 Pole | Frame Size: 3VJ14 (VJ1 630) | Breaking Capacity 415V AC, 50/60Hz: 36kA | Rated Current In (A): 500 | Version: 3 Pole |  |  | Not stocked | 3VJ1450-5DB32-0AA0 |  | 77725 |  | SINOPLUS 3VJ |  |  | 1 | Price is MRP | 38
1329 | Siemens | MCCB | SINOPLUS 3VJ moulded case circuit breakers - 3VJ MCCB, Thermal Magnetic Trip Unit, Adjustable Thermal Fixed Magnetic (ATFM), 415VAC, 50Hz | 3VJ14 (VJ1 630) 36kA 500 4 Pole | Frame Size: 3VJ14 (VJ1 630) | Breaking Capacity 415V AC, 50/60Hz: 36kA | Rated Current In (A): 500 | Version: 4 Pole |  |  | Not stocked | 3VJ1450-5EB42-0AA0 |  | 99545 |  | SINOPLUS 3VJ |  |  | 1 | Price is MRP | 38
1330 | Siemens | MCCB | SINOPLUS 3VJ moulded case circuit breakers - 3VJ MCCB, Thermal Magnetic Trip Unit, Adjustable Thermal Fixed Magnetic (ATFM), 415VAC, 50Hz | 3VJ14 (VJ1 630) 36kA 630 3 Pole | Frame Size: 3VJ14 (VJ1 630) | Breaking Capacity 415V AC, 50/60Hz: 36kA | Rated Current In (A): 630 | Version: 3 Pole |  |  | Not stocked | 3VJ1463-5DB32-0AA0 |  | 77725 |  | SINOPLUS 3VJ |  |  | 1 | Price is MRP | 38
1331 | Siemens | MCCB | SINOPLUS 3VJ moulded case circuit breakers - 3VJ MCCB, Thermal Magnetic Trip Unit, Adjustable Thermal Fixed Magnetic (ATFM), 415VAC, 50Hz | 3VJ14 (VJ1 630) 36kA 630 4 Pole | Frame Size: 3VJ14 (VJ1 630) | Breaking Capacity 415V AC, 50/60Hz: 36kA | Rated Current In (A): 630 | Version: 4 Pole |  |  | Not stocked | 3VJ1463-5EB42-0AA0 |  | 99545 |  | SINOPLUS 3VJ |  |  | 1 | Price is MRP | 38
1332 | Siemens | MCCB | SINOPLUS 3VJ moulded case circuit breakers - 3VJ MCCB, Thermal Magnetic Trip Unit, Adjustable Thermal Fixed Magnetic (ATFM), 415VAC, 50Hz | 3VJ11 (VJ1 125) 55kA 16 3 Pole | Frame Size: 3VJ11 (VJ1 125) | Breaking Capacity 415V AC, 50/60Hz: 55kA | Rated Current In (A): 16 | Version: 3 Pole |  |  | Not stocked | 3VJ1196-7DB32-0AA0 |  | 22205 |  | SINOPLUS 3VJ |  |  | 1 | Price is MRP | 38
1333 | Siemens | MCCB | SINOPLUS 3VJ moulded case circuit breakers - 3VJ MCCB, Thermal Magnetic Trip Unit, Adjustable Thermal Fixed Magnetic (ATFM), 415VAC, 50Hz | 3VJ11 (VJ1 125) 55kA 16 4 Pole | Frame Size: 3VJ11 (VJ1 125) | Breaking Capacity 415V AC, 50/60Hz: 55kA | Rated Current In (A): 16 | Version: 4 Pole |  |  | Not stocked | 3VJ1196-7EB42-0AA0 |  | 29290 |  | SINOPLUS 3VJ |  |  | 1 | Price is MRP | 38
1334 | Siemens | MCCB | SINOPLUS 3VJ moulded case circuit breakers - 3VJ MCCB, Thermal Magnetic Trip Unit, Adjustable Thermal Fixed Magnetic (ATFM), 415VAC, 50Hz | 3VJ11 (VJ1 125) 55kA 20 3 Pole | Frame Size: 3VJ11 (VJ1 125) | Breaking Capacity 415V AC, 50/60Hz: 55kA | Rated Current In (A): 20 | Version: 3 Pole |  |  | Not stocked | 3VJ1102-7DB32-0AA0 |  | 22205 |  | SINOPLUS 3VJ |  |  | 1 | Price is MRP | 38
1335 | Siemens | MCCB | SINOPLUS 3VJ moulded case circuit breakers - 3VJ MCCB, Thermal Magnetic Trip Unit, Adjustable Thermal Fixed Magnetic (ATFM), 415VAC, 50Hz | 3VJ11 (VJ1 125) 55kA 20 4 Pole | Frame Size: 3VJ11 (VJ1 125) | Breaking Capacity 415V AC, 50/60Hz: 55kA | Rated Current In (A): 20 | Version: 4 Pole |  |  | Not stocked | 3VJ1102-7EB42-0AA0 |  | 29290 |  | SINOPLUS 3VJ |  |  | 1 | Price is MRP | 38
1336 | Siemens | MCCB | SINOPLUS 3VJ moulded case circuit breakers - 3VJ MCCB, Thermal Magnetic Trip Unit, Adjustable Thermal Fixed Magnetic (ATFM), 415VAC, 50Hz | 3VJ11 (VJ1 125) 55kA 25 3 Pole | Frame Size: 3VJ11 (VJ1 125) | Breaking Capacity 415V AC, 50/60Hz: 55kA | Rated Current In (A): 25 | Version: 3 Pole |  |  | Not stocked | 3VJ1192-7DB32-0AA0 |  | 22205 |  | SINOPLUS 3VJ |  |  | 1 | Price is MRP | 38
1337 | Siemens | MCCB | SINOPLUS 3VJ moulded case circuit breakers - 3VJ MCCB, Thermal Magnetic Trip Unit, Adjustable Thermal Fixed Magnetic (ATFM), 415VAC, 50Hz | 3VJ11 (VJ1 125) 55kA 25 4 Pole | Frame Size: 3VJ11 (VJ1 125) | Breaking Capacity 415V AC, 50/60Hz: 55kA | Rated Current In (A): 25 | Version: 4 Pole |  |  | Not stocked | 3VJ1192-7EB42-0AA0 |  | 29290 |  | SINOPLUS 3VJ |  |  | 1 | Price is MRP | 38
1338 | Siemens | MCCB | SINOPLUS 3VJ moulded case circuit breakers - 3VJ MCCB, Thermal Magnetic Trip Unit, Adjustable Thermal Fixed Magnetic (ATFM), 415VAC, 50Hz | 3VJ11 (VJ1 125) 55kA 32 3 Pole | Frame Size: 3VJ11 (VJ1 125) | Breaking Capacity 415V AC, 50/60Hz: 55kA | Rated Current In (A): 32 | Version: 3 Pole |  |  | Not stocked | 3VJ1103-7DB32-0AA0 |  | 22205 |  | SINOPLUS 3VJ |  |  | 1 | Price is MRP | 38
1339 | Siemens | MCCB | SINOPLUS 3VJ moulded case circuit breakers - 3VJ MCCB, Thermal Magnetic Trip Unit, Adjustable Thermal Fixed Magnetic (ATFM), 415VAC, 50Hz | 3VJ11 (VJ1 125) 55kA 32 4 Pole | Frame Size: 3VJ11 (VJ1 125) | Breaking Capacity 415V AC, 50/60Hz: 55kA | Rated Current In (A): 32 | Version: 4 Pole |  |  | Not stocked | 3VJ1103-7EB42-0AA0 |  | 29290 |  | SINOPLUS 3VJ |  |  | 1 | Price is MRP | 38
1340 | Siemens | MCCB | SINOPLUS 3VJ moulded case circuit breakers - 3VJ MCCB, Thermal Magnetic Trip Unit, Adjustable Thermal Fixed Magnetic (ATFM), 415VAC, 50Hz | 3VJ11 (VJ1 125) 55kA 40 3 Pole | Frame Size: 3VJ11 (VJ1 125) | Breaking Capacity 415V AC, 50/60Hz: 55kA | Rated Current In (A): 40 | Version: 3 Pole |  |  | Not stocked | 3VJ1104-7DB32-0AA0 |  | 22205 |  | SINOPLUS 3VJ |  |  | 1 | Price is MRP | 38
1341 | Siemens | MCCB | SINOPLUS 3VJ moulded case circuit breakers - 3VJ MCCB, Thermal Magnetic Trip Unit, Adjustable Thermal Fixed Magnetic (ATFM), 415VAC, 50Hz | 3VJ11 (VJ1 125) 55kA 40 4 Pole | Frame Size: 3VJ11 (VJ1 125) | Breaking Capacity 415V AC, 50/60Hz: 55kA | Rated Current In (A): 40 | Version: 4 Pole |  |  | Not stocked | 3VJ1104-7EB42-0AA0 |  | 29290 |  | SINOPLUS 3VJ |  |  | 1 | Price is MRP | 38
1342 | Siemens | MCCB | SINOPLUS 3VJ moulded case circuit breakers - 3VJ MCCB, Thermal Magnetic Trip Unit, Adjustable Thermal Fixed Magnetic (ATFM), 415VAC, 50Hz | 3VJ11 (VJ1 125) 55kA 50 3 Pole | Frame Size: 3VJ11 (VJ1 125) | Breaking Capacity 415V AC, 50/60Hz: 55kA | Rated Current In (A): 50 | Version: 3 Pole |  |  | Not stocked | 3VJ1105-7DB32-0AA0 |  | 22205 |  | SINOPLUS 3VJ |  |  | 1 | Price is MRP | 38
1343 | Siemens | MCCB | SINOPLUS 3VJ moulded case circuit breakers - 3VJ MCCB, Thermal Magnetic Trip Unit, Adjustable Thermal Fixed Magnetic (ATFM), 415VAC, 50Hz | 3VJ11 (VJ1 125) 55kA 50 4 Pole | Frame Size: 3VJ11 (VJ1 125) | Breaking Capacity 415V AC, 50/60Hz: 55kA | Rated Current In (A): 50 | Version: 4 Pole |  |  | Not stocked | 3VJ1105-7EB42-0AA0 |  | 29290 |  | SINOPLUS 3VJ |  |  | 1 | Price is MRP | 38
1344 | Siemens | MCCB | SINOPLUS 3VJ moulded case circuit breakers - 3VJ MCCB, Thermal Magnetic Trip Unit, Adjustable Thermal Fixed Magnetic (ATFM), 415VAC, 50Hz | 3VJ11 (VJ1 125) 55kA 63 3 Pole | Frame Size: 3VJ11 (VJ1 125) | Breaking Capacity 415V AC, 50/60Hz: 55kA | Rated Current In (A): 63 | Version: 3 Pole |  |  | Not stocked | 3VJ1106-7DB32-0AA0 |  | 22205 |  | SINOPLUS 3VJ |  |  | 1 | Price is MRP | 38
1345 | Siemens | MCCB | SINOPLUS 3VJ moulded case circuit breakers - 3VJ MCCB, Thermal Magnetic Trip Unit, Adjustable Thermal Fixed Magnetic (ATFM), 415VAC, 50Hz | 3VJ11 (VJ1 125) 55kA 63 4 Pole | Frame Size: 3VJ11 (VJ1 125) | Breaking Capacity 415V AC, 50/60Hz: 55kA | Rated Current In (A): 63 | Version: 4 Pole |  |  | Not stocked | 3VJ1106-7EB42-0AA0 |  | 29290 |  | SINOPLUS 3VJ |  |  | 1 | Price is MRP | 38
1346 | Siemens | MCCB | SINOPLUS 3VJ moulded case circuit breakers - 3VJ MCCB, Thermal Magnetic Trip Unit, Adjustable Thermal Fixed Magnetic (ATFM), 415VAC, 50Hz | 3VJ11 (VJ1 125) 55kA 80 3 Pole | Frame Size: 3VJ11 (VJ1 125) | Breaking Capacity 415V AC, 50/60Hz: 55kA | Rated Current In (A): 80 | Version: 3 Pole |  |  | Not stocked | 3VJ1108-7DB32-0AA0 |  | 22205 |  | SINOPLUS 3VJ |  |  | 1 | Price is MRP | 38
1347 | Siemens | MCCB | SINOPLUS 3VJ moulded case circuit breakers - 3VJ MCCB, Thermal Magnetic Trip Unit, Adjustable Thermal Fixed Magnetic (ATFM), 415VAC, 50Hz | 3VJ11 (VJ1 125) 55kA 80 4 Pole | Frame Size: 3VJ11 (VJ1 125) | Breaking Capacity 415V AC, 50/60Hz: 55kA | Rated Current In (A): 80 | Version: 4 Pole |  |  | Not stocked | 3VJ1108-7EB42-0AA0 |  | 29290 |  | SINOPLUS 3VJ |  |  | 1 | Price is MRP | 38
1348 | Siemens | MCCB | SINOPLUS 3VJ moulded case circuit breakers - 3VJ MCCB, Thermal Magnetic Trip Unit, Adjustable Thermal Fixed Magnetic (ATFM), 415VAC, 50Hz | 3VJ11 (VJ1 125) 55kA 100 3 Pole | Frame Size: 3VJ11 (VJ1 125) | Breaking Capacity 415V AC, 50/60Hz: 55kA | Rated Current In (A): 100 | Version: 3 Pole |  |  | Not stocked | 3VJ1110-7DB32-0AA0 |  | 22205 |  | SINOPLUS 3VJ |  |  | 1 | Price is MRP | 38
1349 | Siemens | MCCB | SINOPLUS 3VJ moulded case circuit breakers - 3VJ MCCB, Thermal Magnetic Trip Unit, Adjustable Thermal Fixed Magnetic (ATFM), 415VAC, 50Hz | 3VJ11 (VJ1 125) 55kA 100 4 Pole | Frame Size: 3VJ11 (VJ1 125) | Breaking Capacity 415V AC, 50/60Hz: 55kA | Rated Current In (A): 100 | Version: 4 Pole |  |  | Not stocked | 3VJ1110-7EB42-0AA0 |  | 29290 |  | SINOPLUS 3VJ |  |  | 1 | Price is MRP | 38
1350 | Siemens | MCCB | SINOPLUS 3VJ moulded case circuit breakers - 3VJ MCCB, Thermal Magnetic Trip Unit, Adjustable Thermal Fixed Magnetic (ATFM), 415VAC, 50Hz | 3VJ11 (VJ1 125) 55kA 125 3 Pole | Frame Size: 3VJ11 (VJ1 125) | Breaking Capacity 415V AC, 50/60Hz: 55kA | Rated Current In (A): 125 | Version: 3 Pole |  |  | Not stocked | 3VJ1112-7DB32-0AA0 |  | 24430 |  | SINOPLUS 3VJ |  |  | 1 | Price is MRP | 38
1351 | Siemens | MCCB | SINOPLUS 3VJ moulded case circuit breakers - 3VJ MCCB, Thermal Magnetic Trip Unit, Adjustable Thermal Fixed Magnetic (ATFM), 415VAC, 50Hz | 3VJ11 (VJ1 125) 55kA 125 4 Pole | Frame Size: 3VJ11 (VJ1 125) | Breaking Capacity 415V AC, 50/60Hz: 55kA | Rated Current In (A): 125 | Version: 4 Pole |  |  | Not stocked | 3VJ1112-7EB42-0AA0 |  | 32225 |  | SINOPLUS 3VJ |  |  | 1 | Price is MRP | 38
1352 | Siemens | MCCB | SINOPLUS 3VJ moulded case circuit breakers - 3VJ MCCB, Thermal Magnetic Trip Unit, Adjustable Thermal Fixed Magnetic (ATFM), 415VAC, 50Hz | 3VJ12 (VJ1 250) 55kA 160 3 Pole | Frame Size: 3VJ12 (VJ1 250) | Breaking Capacity 415V AC, 50/60Hz: 55kA | Rated Current In (A): 160 | Version: 3 Pole |  |  | Not stocked | 3VJ1216-7DB32-0AA0 |  | 29230 |  | SINOPLUS 3VJ |  |  | 1 | Price is MRP | 38
1353 | Siemens | MCCB | SINOPLUS 3VJ moulded case circuit breakers - 3VJ MCCB, Thermal Magnetic Trip Unit, Adjustable Thermal Fixed Magnetic (ATFM), 415VAC, 50Hz | 3VJ12 (VJ1 250) 55kA 160 4 Pole | Frame Size: 3VJ12 (VJ1 250) | Breaking Capacity 415V AC, 50/60Hz: 55kA | Rated Current In (A): 160 | Version: 4 Pole |  |  | Not stocked | 3VJ1216-7EB42-0AA0 |  | 38615 |  | SINOPLUS 3VJ |  |  | 1 | Price is MRP | 38
1354 | Siemens | MCCB | SINOPLUS 3VJ moulded case circuit breakers - 3VJ MCCB, Thermal Magnetic Trip Unit, Adjustable Thermal Fixed Magnetic (ATFM), 415VAC, 50Hz | 3VJ12 (VJ1 250) 55kA 200 3 Pole | Frame Size: 3VJ12 (VJ1 250) | Breaking Capacity 415V AC, 50/60Hz: 55kA | Rated Current In (A): 200 | Version: 3 Pole |  |  | Not stocked | 3VJ1220-7DB32-0AA0 |  | 33625 |  | SINOPLUS 3VJ |  |  | 1 | Price is MRP | 38
1355 | Siemens | MCCB | SINOPLUS 3VJ moulded case circuit breakers - 3VJ MCCB, Thermal Magnetic Trip Unit, Adjustable Thermal Fixed Magnetic (ATFM), 415VAC, 50Hz | 3VJ12 (VJ1 250) 55kA 200 4 Pole | Frame Size: 3VJ12 (VJ1 250) | Breaking Capacity 415V AC, 50/60Hz: 55kA | Rated Current In (A): 200 | Version: 4 Pole |  |  | Not stocked | 3VJ1220-7EB42-0AA0 |  | 44390 |  | SINOPLUS 3VJ |  |  | 1 | Price is MRP | 38
1356 | Siemens | MCCB | SINOPLUS 3VJ moulded case circuit breakers - 3VJ MCCB, Thermal Magnetic Trip Unit, Adjustable Thermal Fixed Magnetic (ATFM), 415VAC, 50Hz | 3VJ12 (VJ1 250) 55kA 250 3 Pole | Frame Size: 3VJ12 (VJ1 250) | Breaking Capacity 415V AC, 50/60Hz: 55kA | Rated Current In (A): 250 | Version: 3 Pole |  |  | Not stocked | 3VJ1225-7DB32-0AA0 |  | 38640 |  | SINOPLUS 3VJ |  |  | 1 | Price is MRP | 38
1357 | Siemens | MCCB | SINOPLUS 3VJ moulded case circuit breakers - 3VJ MCCB, Thermal Magnetic Trip Unit, Adjustable Thermal Fixed Magnetic (ATFM), 415VAC, 50Hz | 3VJ12 (VJ1 250) 55kA 250 4 Pole | Frame Size: 3VJ12 (VJ1 250) | Breaking Capacity 415V AC, 50/60Hz: 55kA | Rated Current In (A): 250 | Version: 4 Pole |  |  | Not stocked | 3VJ1225-7EB42-0AA0 |  | 51055 |  | SINOPLUS 3VJ |  |  | 1 | Price is MRP | 38
1358 | Siemens | MCCB | SINOPLUS 3VJ moulded case circuit breakers - 3VJ MCCB, Thermal Magnetic Trip Unit, Adjustable Thermal Fixed Magnetic (ATFM), 415VAC, 50Hz | 3VJ13 (VJ1 400) 55kA 320 3 Pole | Frame Size: 3VJ13 (VJ1 400) | Breaking Capacity 415V AC, 50/60Hz: 55kA | Rated Current In (A): 320 | Version: 3 Pole |  |  | Not stocked | 3VJ1332-7DB32-0AA0 |  | 53075 |  | SINOPLUS 3VJ |  |  | 1 | Price is MRP | 38
1359 | Siemens | MCCB | SINOPLUS 3VJ moulded case circuit breakers - 3VJ MCCB, Thermal Magnetic Trip Unit, Adjustable Thermal Fixed Magnetic (ATFM), 415VAC, 50Hz | 3VJ13 (VJ1 400) 55kA 320 4 Pole | Frame Size: 3VJ13 (VJ1 400) | Breaking Capacity 415V AC, 50/60Hz: 55kA | Rated Current In (A): 320 | Version: 4 Pole |  |  | Not stocked | 3VJ1332-7EB42-0AA0 |  | 68270 |  | SINOPLUS 3VJ |  |  | 1 | Price is MRP | 38
1360 | Siemens | MCCB | SINOPLUS 3VJ moulded case circuit breakers - 3VJ MCCB, Thermal Magnetic Trip Unit, Adjustable Thermal Fixed Magnetic (ATFM), 415VAC, 50Hz | 3VJ13 (VJ1 400) 55kA 400 3 Pole | Frame Size: 3VJ13 (VJ1 400) | Breaking Capacity 415V AC, 50/60Hz: 55kA | Rated Current In (A): 400 | Version: 3 Pole |  |  | Not stocked | 3VJ1340-7DB32-0AA0 |  | 53075 |  | SINOPLUS 3VJ |  |  | 1 | Price is MRP | 38
1361 | Siemens | MCCB | SINOPLUS 3VJ moulded case circuit breakers - 3VJ MCCB, Thermal Magnetic Trip Unit, Adjustable Thermal Fixed Magnetic (ATFM), 415VAC, 50Hz | 3VJ13 (VJ1 400) 55kA 400 4 Pole | Frame Size: 3VJ13 (VJ1 400) | Breaking Capacity 415V AC, 50/60Hz: 55kA | Rated Current In (A): 400 | Version: 4 Pole |  |  | Not stocked | 3VJ1340-7EB42-0AA0 |  | 68270 |  | SINOPLUS 3VJ |  |  | 1 | Price is MRP | 38
1362 | Siemens | MCCB | SINOPLUS 3VJ moulded case circuit breakers - 3VJ MCCB, Thermal Magnetic Trip Unit, Adjustable Thermal Fixed Magnetic (ATFM), 415VAC, 50Hz | 3VJ14 (VJ1 630) 55kA 500 3 Pole | Frame Size: 3VJ14 (VJ1 630) | Breaking Capacity 415V AC, 50/60Hz: 55kA | Rated Current In (A): 500 | Version: 3 Pole |  |  | Not stocked | 3VJ1450-7DB32-0AA0 |  | 79625 |  | SINOPLUS 3VJ |  |  | 1 | Price is MRP | 38
1363 | Siemens | MCCB | SINOPLUS 3VJ moulded case circuit breakers - 3VJ MCCB, Thermal Magnetic Trip Unit, Adjustable Thermal Fixed Magnetic (ATFM), 415VAC, 50Hz | 3VJ14 (VJ1 630) 55kA 500 4 Pole | Frame Size: 3VJ14 (VJ1 630) | Breaking Capacity 415V AC, 50/60Hz: 55kA | Rated Current In (A): 500 | Version: 4 Pole |  |  | Not stocked | 3VJ1450-7EB42-0AA0 |  | 102390 |  | SINOPLUS 3VJ |  |  | 1 | Price is MRP | 38
1364 | Siemens | MCCB | SINOPLUS 3VJ moulded case circuit breakers - 3VJ MCCB, Thermal Magnetic Trip Unit, Adjustable Thermal Fixed Magnetic (ATFM), 415VAC, 50Hz | 3VJ14 (VJ1 630) 55kA 630 3 Pole | Frame Size: 3VJ14 (VJ1 630) | Breaking Capacity 415V AC, 50/60Hz: 55kA | Rated Current In (A): 630 | Version: 3 Pole |  |  | Not stocked | 3VJ1463-7DB32-0AA0 |  | 79625 |  | SINOPLUS 3VJ |  |  | 1 | Price is MRP | 38
1365 | Siemens | MCCB | SINOPLUS 3VJ moulded case circuit breakers - 3VJ MCCB, Thermal Magnetic Trip Unit, Adjustable Thermal Fixed Magnetic (ATFM), 415VAC, 50Hz | 3VJ14 (VJ1 630) 55kA 630 4 Pole | Frame Size: 3VJ14 (VJ1 630) | Breaking Capacity 415V AC, 50/60Hz: 55kA | Rated Current In (A): 630 | Version: 4 Pole |  |  | Not stocked | 3VJ1463-7EB42-0AA0 |  | 102390 |  | SINOPLUS 3VJ |  |  | 1 | Price is MRP | 38
1366 | Siemens | Earth Leakage Relay | SINOPLUS 3VJ moulded case circuit breakers - Earth Fault Protection for 3VJ MCCBs | Earth fault monitoring relay ¦ Auxiliary voltage: 85-270V AC/DC • Change over contact: 2C/O • Width: 35mm module | [6 empty] | Not stocked | 7UG0861-1BU20 |  | 9755 |  | SINOPLUS 3VJ |  |  | 1 |  | 38
1367 | Siemens | Earth Leakage Relay | SINOPLUS 3VJ moulded case circuit breakers - Earth Fault Protection for 3VJ MCCBs | CBCT for EFR: Suitable for 3VJ10 up to 125A ¦ 3P | [6 empty] | Not stocked | 7UG09910 |  | 3365 |  | SINOPLUS 3VJ |  |  | 1 |  | 38
1368 | Siemens | Earth Leakage Relay | SINOPLUS 3VJ moulded case circuit breakers - Earth Fault Protection for 3VJ MCCBs | CBCT for EFR: Suitable for 3VJ10 up to 125A ¦ 4P | [6 empty] | Not stocked | 7UG09911 |  | 3840 |  | SINOPLUS 3VJ |  |  | 1 |  | 38
1369 | Siemens | Earth Leakage Relay | SINOPLUS 3VJ moulded case circuit breakers - Earth Fault Protection for 3VJ MCCBs | CBCT for EFR: Suitable for 3VJ12 up to 250A ¦ 3P | [6 empty] | Not stocked | 7UG09912 |  | 4065 |  | SINOPLUS 3VJ |  |  | 1 |  | 38
1370 | Siemens | Earth Leakage Relay | SINOPLUS 3VJ moulded case circuit breakers - Earth Fault Protection for 3VJ MCCBs | CBCT for EFR: Suitable for 3VJ12 up to 250A ¦ 4P | [6 empty] | Not stocked | 7UG09913 |  | 4790 |  | SINOPLUS 3VJ |  |  | 1 |  | 38
1371 | Siemens | Earth Leakage Relay | SINOPLUS 3VJ moulded case circuit breakers - Earth Fault Protection for 3VJ MCCBs | CBCT for EFR: Suitable for 3VJ13/14 upto 630A ¦ 3P | [6 empty] | Not stocked | 7UG09915 |  | 6490 |  | SINOPLUS 3VJ |  |  | 1 |  | 38
1372 | Siemens | Earth Leakage Relay | SINOPLUS 3VJ moulded case circuit breakers - Earth Leakage Protection for 3VJ MCCBs | Earth leakage relay 1Ph-2W, 3Ph-3W, 3Ph-4W ¦ 110VAC | [6 empty] | Not stocked | 7UG0841-1CB20 |  | 9440 |  | SINOPLUS 3VJ |  |  | 1 |  | 38
1373 | Siemens | Earth Leakage Relay | SINOPLUS 3VJ moulded case circuit breakers - Earth Leakage Protection for 3VJ MCCBs | 230VAC | [6 empty] | Not stocked | 7UG0842-1CD20 |  | 9535 |  | SINOPLUS 3VJ |  |  | 1 |  | 38
1374 | Siemens | Earth Leakage Relay | SINOPLUS 3VJ moulded case circuit breakers - Earth Leakage Protection for 3VJ MCCBs | CBCT for ELR ¦ 35 mm dia | [6 empty] | Not stocked | 7UG0996 |  | 3430 |  | SINOPLUS 3VJ |  |  | 1 |  | 38
1375 | Siemens | Earth Leakage Relay | SINOPLUS 3VJ moulded case circuit breakers - Earth Leakage Protection for 3VJ MCCBs | 70 mm dia | [6 empty] | Not stocked | 7UG0997 |  | 3925 |  | SINOPLUS 3VJ |  |  | 1 |  | 38
1376 | Siemens | Earth Leakage Relay | SINOPLUS 3VJ moulded case circuit breakers - Earth Leakage Protection for 3VJ MCCBs | 120 mm dia | [6 empty] | Not stocked | 7UG0999 |  | 6690 |  | SINOPLUS 3VJ |  |  | 1 |  | 38
1377 | Siemens | Earth Leakage Relay | SINOPLUS 3VJ moulded case circuit breakers - Earth Leakage Protection for 3VJ MCCBs | 210 mm dia | [6 empty] | Not stocked | 7UG0994 |  | 12860 |  | SINOPLUS 3VJ |  |  | 1 |  | 38
1378 | Siemens | Earth Leakage Relay | SINOPLUS 3VJ moulded case circuit breakers - Earth Leakage Protection for 3VJ MCCBs | 310 mm dia | [6 empty] | Not stocked | 7UG0995 |  | 19170 |  | SINOPLUS 3VJ |  |  | 1 |  | 38
1379 | Siemens | MCCB Accessories | Accessories for 3VJ - 3VJ Internal accessories | Auxiliary Switches (AUX) ¦ Left 3VJ10 (VJ1 125X) | Accessory compartment/ Coil voltage: Left | Version: 3VJ10 (VJ1 125X) |  |  |  | Auxiliary Switches (AUX) | Not stocked | 3VJ9018-0AN11 |  | 2875 |  | SINOPLUS 3VJ |  |  | 1 | Price is MRP | 39
1380 | Siemens | MCCB Accessories | Accessories for 3VJ - 3VJ Internal accessories | Auxiliary Switches (AUX) ¦ Left 3VJ11 (VJ1 125) | Accessory compartment/ Coil voltage: Left | Version: 3VJ11 (VJ1 125) |  |  |  | Auxiliary Switches (AUX) | Not stocked | 3VJ9218-0AN11 |  | 2965 |  | SINOPLUS 3VJ |  |  | 1 | Price is MRP | 39
1381 | Siemens | MCCB Accessories | Accessories for 3VJ - 3VJ Internal accessories | Auxiliary Switches (AUX) ¦ Left 3VJ12 (VJ1 250) | Accessory compartment/ Coil voltage: Left | Version: 3VJ12 (VJ1 250) |  |  |  | Auxiliary Switches (AUX) | Not stocked | 3VJ9218-0AN11 |  | 2965 |  | SINOPLUS 3VJ |  |  | 1 | Price is MRP | 39
1382 | Siemens | MCCB Accessories | Accessories for 3VJ - 3VJ Internal accessories | Auxiliary Switches (AUX) ¦ Left 3VJ13/14 (VJ1 400/630) | Accessory compartment/ Coil voltage: Left | Version: 3VJ13/14 (VJ1 400/630) |  |  |  | Auxiliary Switches (AUX) | Not stocked | 3VJ9417-0AN11 |  | 3215 |  | SINOPLUS 3VJ |  |  | 1 | Price is MRP | 39
1383 | Siemens | MCCB Accessories | Accessories for 3VJ - 3VJ Internal accessories | Auxiliary Switches (AUX) ¦ Right 3VJ11 (VJ1 125) | Accessory compartment/ Coil voltage: Right | Version: 3VJ11 (VJ1 125) |  |  |  | Auxiliary Switches (AUX) | Not stocked | 3VJ9218-0AN21 |  | 2965 |  | SINOPLUS 3VJ |  |  | 1 | Price is MRP | 39
1384 | Siemens | MCCB Accessories | Accessories for 3VJ - 3VJ Internal accessories | Auxiliary Switches (AUX) ¦ Right 3VJ12 (VJ1 250) | Accessory compartment/ Coil voltage: Right | Version: 3VJ12 (VJ1 250) |  |  |  | Auxiliary Switches (AUX) | Not stocked | 3VJ9218-0AN21 |  | 2965 |  | SINOPLUS 3VJ |  |  | 1 | Price is MRP | 39
1385 | Siemens | MCCB Accessories | Accessories for 3VJ - 3VJ Internal accessories | Auxiliary Switches (AUX) ¦ Right 3VJ13/14 (VJ1 400/630) | Accessory compartment/ Coil voltage: Right | Version: 3VJ13/14 (VJ1 400/630) |  |  |  | Auxiliary Switches (AUX) | Not stocked | 3VJ9417-0AN21 |  | 3215 |  | SINOPLUS 3VJ |  |  | 1 | Price is MRP | 39
1386 | Siemens | MCCB Accessories | Accessories for 3VJ - 3VJ Internal accessories | Alarm Switches (AL) ¦ Left 3VJ10 (VJ1 125X) | Accessory compartment/ Coil voltage: Left | Version: 3VJ10 (VJ1 125X) |  |  |  | Alarm Switches (AL) | Not stocked | 3VJ9018-0AA11 |  | 2875 |  | SINOPLUS 3VJ |  |  | 1 | Price is MRP | 39
1387 | Siemens | MCCB Accessories | Accessories for 3VJ - 3VJ Internal accessories | Alarm Switches (AL) ¦ Left 3VJ11 (VJ1 125) | Accessory compartment/ Coil voltage: Left | Version: 3VJ11 (VJ1 125) |  |  |  | Alarm Switches (AL) | Not stocked | 3VJ9118-0AA11 |  | 2875 |  | SINOPLUS 3VJ |  |  | 1 | Price is MRP | 39
1388 | Siemens | MCCB Accessories | Accessories for 3VJ - 3VJ Internal accessories | Alarm Switches (AL) ¦ Left 3VJ12 (VJ1 250) | Accessory compartment/ Coil voltage: Left | Version: 3VJ12 (VJ1 250) |  |  |  | Alarm Switches (AL) | Not stocked | 3VJ9218-0AA11 |  | 2965 |  | SINOPLUS 3VJ |  |  | 1 | Price is MRP | 39
1389 | Siemens | MCCB Accessories | Accessories for 3VJ - 3VJ Internal accessories | Alarm Switches (AL) ¦ Left 3VJ13/14 (VJ1 400/630) | Accessory compartment/ Coil voltage: Left | Version: 3VJ13/14 (VJ1 400/630) |  |  |  | Alarm Switches (AL) | Not stocked | 3VJ9417-0AA11 |  | 3215 |  | SINOPLUS 3VJ |  |  | 1 | Price is MRP | 39
1390 | Siemens | MCCB Accessories | Accessories for 3VJ - 3VJ Internal accessories | Alarm Switches (AL) ¦ Right 3VJ11 (VJ1 125) | Accessory compartment/ Coil voltage: Right | Version: 3VJ11 (VJ1 125) |  |  |  | Alarm Switches (AL) | Not stocked | 3VJ9118-0AA21 |  | 2875 |  | SINOPLUS 3VJ |  |  | 1 | Price is MRP | 39
1391 | Siemens | MCCB Accessories | Accessories for 3VJ - 3VJ Internal accessories | Alarm Switches (AL) ¦ Right 3VJ12 (VJ1 250) | Accessory compartment/ Coil voltage: Right | Version: 3VJ12 (VJ1 250) |  |  |  | Alarm Switches (AL) | Not stocked | 3VJ9218-0AA21 |  | 2965 |  | SINOPLUS 3VJ |  |  | 1 | Price is MRP | 39
1392 | Siemens | MCCB Accessories | Accessories for 3VJ - 3VJ Internal accessories | Alarm Switches (AL) ¦ Right 3VJ13/14 (VJ1 400/630) | Accessory compartment/ Coil voltage: Right | Version: 3VJ13/14 (VJ1 400/630) |  |  |  | Alarm Switches (AL) | Not stocked | 3VJ9417-0AA21 |  | 3215 |  | SINOPLUS 3VJ |  |  | 1 | Price is MRP | 39
1393 | Siemens | MCCB Accessories | Accessories for 3VJ - 3VJ Internal accessories | Auxiliary + Alarm Switches (AUX+AL) ¦ Left 3VJ10 (VJ1 125X) | Accessory compartment/ Coil voltage: Left | Version: 3VJ10 (VJ1 125X) |  |  |  | Auxiliary + Alarm Switches (AUX+AL) | Not stocked | 3VJ9018-0AD11 |  | 4650 |  | SINOPLUS 3VJ |  |  | 1 | Price is MRP | 39
1394 | Siemens | MCCB Accessories | Accessories for 3VJ - 3VJ Internal accessories | Auxiliary + Alarm Switches (AUX+AL) ¦ Left 3VJ11 (VJ1 125) | Accessory compartment/ Coil voltage: Left | Version: 3VJ11 (VJ1 125) |  |  |  | Auxiliary + Alarm Switches (AUX+AL) | Not stocked | 3VJ9118-0AD11 |  | 4650 |  | SINOPLUS 3VJ |  |  | 1 | Price is MRP | 39
1395 | Siemens | MCCB Accessories | Accessories for 3VJ - 3VJ Internal accessories | Auxiliary + Alarm Switches (AUX+AL) ¦ Left 3VJ12 (VJ1 250) | Accessory compartment/ Coil voltage: Left | Version: 3VJ12 (VJ1 250) |  |  |  | Auxiliary + Alarm Switches (AUX+AL) | Not stocked | 3VJ9218-0AD11 |  | 4880 |  | SINOPLUS 3VJ |  |  | 1 | Price is MRP | 39
1396 | Siemens | MCCB Accessories | Accessories for 3VJ - 3VJ Internal accessories | Auxiliary + Alarm Switches (AUX+AL) ¦ Left 3VJ13/14 (VJ1 400/630) | Accessory compartment/ Coil voltage: Left | Version: 3VJ13/14 (VJ1 400/630) |  |  |  | Auxiliary + Alarm Switches (AUX+AL) | Not stocked | 3VJ9417-0AD11 |  | 5545 |  | SINOPLUS 3VJ |  |  | 1 | Price is MRP | 39
1397 | Siemens | MCCB Accessories | Accessories for 3VJ - 3VJ Internal accessories | Auxiliary + Alarm Switches (AUX+AL) ¦ Right 3VJ11 (VJ1 125) | Accessory compartment/ Coil voltage: Right | Version: 3VJ11 (VJ1 125) |  |  |  | Auxiliary + Alarm Switches (AUX+AL) | Not stocked | 3VJ9118-0AD21 |  | 4650 |  | SINOPLUS 3VJ |  |  | 1 | Price is MRP | 39
1398 | Siemens | MCCB Accessories | Accessories for 3VJ - 3VJ Internal accessories | Auxiliary + Alarm Switches (AUX+AL) ¦ Right 3VJ12 (VJ1 250) | Accessory compartment/ Coil voltage: Right | Version: 3VJ12 (VJ1 250) |  |  |  | Auxiliary + Alarm Switches (AUX+AL) | Not stocked | 3VJ9218-0AD21 |  | 4880 |  | SINOPLUS 3VJ |  |  | 1 | Price is MRP | 39
1399 | Siemens | MCCB Accessories | Accessories for 3VJ - 3VJ Internal accessories | Auxiliary + Alarm Switches (AUX+AL) ¦ Right 3VJ13/14 (VJ1 400/630) | Accessory compartment/ Coil voltage: Right | Version: 3VJ13/14 (VJ1 400/630) |  |  |  | Auxiliary + Alarm Switches (AUX+AL) | Not stocked | 3VJ9417-0AD21 |  | 5545 |  | SINOPLUS 3VJ |  |  | 1 | Price is MRP | 39
1400 | Siemens | MCCB Accessories | Accessories for 3VJ - 3VJ Internal accessories | Shunt Trip (Right) (ST) ¦ 24V DC 3VJ11 (VJ1 125) | Accessory compartment/ Coil voltage: 24V DC | Version: 3VJ11 (VJ1 125) |  |  |  | Shunt Trip (Right) (ST) | Not stocked | 3VJ9218-0ST11 |  | 5915 |  | SINOPLUS 3VJ |  |  | 1 | Price is MRP | 39
1401 | Siemens | MCCB Accessories | Accessories for 3VJ - 3VJ Internal accessories | Shunt Trip (Right) (ST) ¦ 24V DC 3VJ12 (VJ1 250) | Accessory compartment/ Coil voltage: 24V DC | Version: 3VJ12 (VJ1 250) |  |  |  | Shunt Trip (Right) (ST) | Not stocked | 3VJ9218-0ST11 |  | 5915 |  | SINOPLUS 3VJ |  |  | 1 | Price is MRP | 39
1402 | Siemens | MCCB Accessories | Accessories for 3VJ - 3VJ Internal accessories | Shunt Trip (Right) (ST) ¦ 24V AC/DC 3VJ13/14 (VJ1 400/630) | Accessory compartment/ Coil voltage: 24V AC/DC | Version: 3VJ13/14 (VJ1 400/630) |  |  |  | Shunt Trip (Right) (ST) | Not stocked | 3VJ9417-0ST21 |  | 6655 |  | SINOPLUS 3VJ |  |  | 1 | Price is MRP | 39
1403 | Siemens | MCCB Accessories | Accessories for 3VJ - 3VJ Internal accessories | Shunt Trip (Right) (ST) ¦ 48V DC 3VJ11 (VJ1 125) | Accessory compartment/ Coil voltage: 48V DC | Version: 3VJ11 (VJ1 125) |  |  |  | Shunt Trip (Right) (ST) | Not stocked | 3VJ9218-0ST12 |  | 5915 |  | SINOPLUS 3VJ |  |  | 1 | Price is MRP | 39
1404 | Siemens | MCCB Accessories | Accessories for 3VJ - 3VJ Internal accessories | Shunt Trip (Right) (ST) ¦ 48V DC 3VJ12 (VJ1 250) | Accessory compartment/ Coil voltage: 48V DC | Version: 3VJ12 (VJ1 250) |  |  |  | Shunt Trip (Right) (ST) | Not stocked | 3VJ9218-0ST12 |  | 5915 |  | SINOPLUS 3VJ |  |  | 1 | Price is MRP | 39
1405 | Siemens | MCCB Accessories | Accessories for 3VJ - 3VJ Internal accessories | Shunt Trip (Right) (ST) ¦ 48V AC/DC 3VJ13/14 (VJ1 400/630) | Accessory compartment/ Coil voltage: 48V AC/DC | Version: 3VJ13/14 (VJ1 400/630) |  |  |  | Shunt Trip (Right) (ST) | Not stocked | 3VJ9417-0ST22 |  | 6655 |  | SINOPLUS 3VJ |  |  | 1 | Price is MRP | 39
1406 | Siemens | MCCB Accessories | Accessories for 3VJ - 3VJ Internal accessories | Shunt Trip (Right) (ST) ¦ 110V DC 3VJ10 (VJ1 125X) | Accessory compartment/ Coil voltage: 110V DC | Version: 3VJ10 (VJ1 125X) |  |  |  | Shunt Trip (Right) (ST) | Not stocked | 3VJ9018-0ST15 |  | 4310 |  | SINOPLUS 3VJ |  |  | 1 | Price is MRP | 39
1407 | Siemens | MCCB Accessories | Accessories for 3VJ - 3VJ Internal accessories | Shunt Trip (Right) (ST) ¦ 110V DC 3VJ11 (VJ1 125) | Accessory compartment/ Coil voltage: 110V DC | Version: 3VJ11 (VJ1 125) |  |  |  | Shunt Trip (Right) (ST) | Not stocked | 3VJ9218-0ST15 |  | 5915 |  | SINOPLUS 3VJ |  |  | 1 | Price is MRP | 39
1408 | Siemens | MCCB Accessories | Accessories for 3VJ - 3VJ Internal accessories | Shunt Trip (Right) (ST) ¦ 110V DC 3VJ12 (VJ1 250) | Accessory compartment/ Coil voltage: 110V DC | Version: 3VJ12 (VJ1 250) |  |  |  | Shunt Trip (Right) (ST) | Not stocked | 3VJ9218-0ST15 |  | 5915 |  | SINOPLUS 3VJ |  |  | 1 | Price is MRP | 39
1409 | Siemens | MCCB Accessories | Accessories for 3VJ - 3VJ Internal accessories | Shunt Trip (Right) (ST) ¦ 110V AC/DC 3VJ13/14 (VJ1 400/630) | Accessory compartment/ Coil voltage: 110V AC/DC | Version: 3VJ13/14 (VJ1 400/630) |  |  |  | Shunt Trip (Right) (ST) | Not stocked | 3VJ9417-0ST25 |  | 6655 |  | SINOPLUS 3VJ |  |  | 1 | Price is MRP | 39
1410 | Siemens | MCCB Accessories | Accessories for 3VJ - 3VJ Internal accessories | Shunt Trip (Right) (ST) ¦ 110V AC 3VJ10 (VJ1 125X) | Accessory compartment/ Coil voltage: 110V AC | Version: 3VJ10 (VJ1 125X) |  |  |  | Shunt Trip (Right) (ST) | Not stocked | 3VJ9018-0ST35 |  | 4310 |  | SINOPLUS 3VJ |  |  | 1 | Price is MRP | 39
1411 | Siemens | MCCB Accessories | Accessories for 3VJ - 3VJ Internal accessories | Shunt Trip (Right) (ST) ¦ 110V AC 3VJ11 (VJ1 125) | Accessory compartment/ Coil voltage: 110V AC | Version: 3VJ11 (VJ1 125) |  |  |  | Shunt Trip (Right) (ST) | Not stocked | 3VJ9218-0ST35 |  | 6145 |  | SINOPLUS 3VJ |  |  | 1 | Price is MRP | 39
1412 | Siemens | MCCB Accessories | Accessories for 3VJ - 3VJ Internal accessories | Shunt Trip (Right) (ST) ¦ 110V AC 3VJ12 (VJ1 250) | Accessory compartment/ Coil voltage: 110V AC | Version: 3VJ12 (VJ1 250) |  |  |  | Shunt Trip (Right) (ST) | Not stocked | 3VJ9218-0ST35 |  | 6145 |  | SINOPLUS 3VJ |  |  | 1 | Price is MRP | 39
1413 | Siemens | MCCB Accessories | Accessories for 3VJ - 3VJ Internal accessories | Shunt Trip (Right) (ST) ¦ 220V AC 3VJ10 (VJ1 125X) | Accessory compartment/ Coil voltage: 220V AC | Version: 3VJ10 (VJ1 125X) |  |  |  | Shunt Trip (Right) (ST) | Not stocked | 3VJ9018-0ST36 |  | 4670 |  | SINOPLUS 3VJ |  |  | 1 | Price is MRP | 39
1414 | Siemens | MCCB Accessories | Accessories for 3VJ - 3VJ Internal accessories | Shunt Trip (Right) (ST) ¦ 220V AC 3VJ11 (VJ1 125) | Accessory compartment/ Coil voltage: 220V AC | Version: 3VJ11 (VJ1 125) |  |  |  | Shunt Trip (Right) (ST) | Not stocked | 3VJ9218-0ST36 |  | 6350 |  | SINOPLUS 3VJ |  |  | 1 | Price is MRP | 39
1415 | Siemens | MCCB Accessories | Accessories for 3VJ - 3VJ Internal accessories | Shunt Trip (Right) (ST) ¦ 220V AC 3VJ12 (VJ1 250) | Accessory compartment/ Coil voltage: 220V AC | Version: 3VJ12 (VJ1 250) |  |  |  | Shunt Trip (Right) (ST) | Not stocked | 3VJ9218-0ST36 |  | 6350 |  | SINOPLUS 3VJ |  |  | 1 | Price is MRP | 39
1416 | Siemens | MCCB Accessories | Accessories for 3VJ - 3VJ Internal accessories | Shunt Trip (Right) (ST) ¦ 220V AC 3VJ13/14 (VJ1 400/630) | Accessory compartment/ Coil voltage: 220V AC | Version: 3VJ13/14 (VJ1 400/630) |  |  |  | Shunt Trip (Right) (ST) | Not stocked | 3VJ9417-0ST36 |  | 7320 |  | SINOPLUS 3VJ |  |  | 1 | Price is MRP | 39
1417 | Siemens | MCCB Accessories | Accessories for 3VJ - 3VJ Internal accessories | Shunt Trip (Right) (ST) ¦ 415V AC 3VJ10 (VJ1 125X) | Accessory compartment/ Coil voltage: 415V AC | Version: 3VJ10 (VJ1 125X) |  |  |  | Shunt Trip (Right) (ST) | Not stocked | 3VJ9018-0ST37 |  | 4670 |  | SINOPLUS 3VJ |  |  | 1 | Price is MRP | 39
1418 | Siemens | MCCB Accessories | Accessories for 3VJ - 3VJ Internal accessories | Shunt Trip (Right) (ST) ¦ 415V AC 3VJ11 (VJ1 125) | Accessory compartment/ Coil voltage: 415V AC | Version: 3VJ11 (VJ1 125) |  |  |  | Shunt Trip (Right) (ST) | Not stocked | 3VJ9218-0ST37 |  | 6350 |  | SINOPLUS 3VJ |  |  | 1 | Price is MRP | 39
1419 | Siemens | MCCB Accessories | Accessories for 3VJ - 3VJ Internal accessories | Shunt Trip (Right) (ST) ¦ 415V AC 3VJ12 (VJ1 250) | Accessory compartment/ Coil voltage: 415V AC | Version: 3VJ12 (VJ1 250) |  |  |  | Shunt Trip (Right) (ST) | Not stocked | 3VJ9218-0ST37 |  | 6350 |  | SINOPLUS 3VJ |  |  | 1 | Price is MRP | 39
1420 | Siemens | MCCB Accessories | Accessories for 3VJ - 3VJ Internal accessories | Shunt Trip (Right) (ST) ¦ 415V AC 3VJ13/14 (VJ1 400/630) | Accessory compartment/ Coil voltage: 415V AC | Version: 3VJ13/14 (VJ1 400/630) |  |  |  | Shunt Trip (Right) (ST) | Not stocked | 3VJ9417-0ST37 |  | 7320 |  | SINOPLUS 3VJ |  |  | 1 | Price is MRP | 39
1421 | Siemens | MCCB Accessories | Accessories for 3VJ - 3VJ Internal accessories | Undervoltage Release (Left) (UVR) ¦ 24V DC 3VJ11 (VJ1 125) | Accessory compartment/ Coil voltage: 24V DC | Version: 3VJ11 (VJ1 125) |  |  |  | Undervoltage Release (Left) (UVR) | Not stocked | 3VJ9218-0UV11 |  | 8480 |  | SINOPLUS 3VJ |  |  | 1 | Price is MRP | 39
1422 | Siemens | MCCB Accessories | Accessories for 3VJ - 3VJ Internal accessories | Undervoltage Release (Left) (UVR) ¦ 24V DC 3VJ12 (VJ1 250) | Accessory compartment/ Coil voltage: 24V DC | Version: 3VJ12 (VJ1 250) |  |  |  | Undervoltage Release (Left) (UVR) | Not stocked | 3VJ9218-0UV11 |  | 8480 |  | SINOPLUS 3VJ |  |  | 1 | Price is MRP | 39
1423 | Siemens | MCCB Accessories | Accessories for 3VJ - 3VJ Internal accessories | Undervoltage Release (Left) (UVR) ¦ 48V DC 3VJ11 (VJ1 125) | Accessory compartment/ Coil voltage: 48V DC | Version: 3VJ11 (VJ1 125) |  |  |  | Undervoltage Release (Left) (UVR) | Not stocked | 3VJ9218-0UV12 |  | 8480 |  | SINOPLUS 3VJ |  |  | 1 | Price is MRP | 39
1424 | Siemens | MCCB Accessories | Accessories for 3VJ - 3VJ Internal accessories | Undervoltage Release (Left) (UVR) ¦ 48V DC 3VJ12 (VJ1 250) | Accessory compartment/ Coil voltage: 48V DC | Version: 3VJ12 (VJ1 250) |  |  |  | Undervoltage Release (Left) (UVR) | Not stocked | 3VJ9218-0UV12 |  | 8480 |  | SINOPLUS 3VJ |  |  | 1 | Price is MRP | 39
1425 | Siemens | MCCB Accessories | Accessories for 3VJ - 3VJ Internal accessories | Undervoltage Release (Left) (UVR) ¦ 220V AC 3VJ11 (VJ1 125) | Accessory compartment/ Coil voltage: 220V AC | Version: 3VJ11 (VJ1 125) |  |  |  | Undervoltage Release (Left) (UVR) | Not stocked | 3VJ9218-0UV36 |  | 8905 |  | SINOPLUS 3VJ |  |  | 1 | Price is MRP | 39
1426 | Siemens | MCCB Accessories | Accessories for 3VJ - 3VJ Internal accessories | Undervoltage Release (Left) (UVR) ¦ 220V AC 3VJ12 (VJ1 250) | Accessory compartment/ Coil voltage: 220V AC | Version: 3VJ12 (VJ1 250) |  |  |  | Undervoltage Release (Left) (UVR) | Not stocked | 3VJ9218-0UV36 |  | 8905 |  | SINOPLUS 3VJ |  |  | 1 | Price is MRP | 39
1427 | Siemens | MCCB Accessories | Accessories for 3VJ - 3VJ Internal accessories | Undervoltage Release (Left) (UVR) ¦ 220V AC 3VJ13/14 (VJ1 400/630) | Accessory compartment/ Coil voltage: 220V AC | Version: 3VJ13/14 (VJ1 400/630) |  |  |  | Undervoltage Release (Left) (UVR) | Not stocked | 3VJ9417-0UV36 |  | 22190 |  | SINOPLUS 3VJ |  |  | 1 | Price is MRP | 39
1428 | Siemens | MCCB Accessories | Accessories for 3VJ - 3VJ Internal accessories | Undervoltage Release (Left) (UVR) ¦ 415V AC 3VJ11 (VJ1 125) | Accessory compartment/ Coil voltage: 415V AC | Version: 3VJ11 (VJ1 125) |  |  |  | Undervoltage Release (Left) (UVR) | Not stocked | 3VJ9218-0UV37 |  | 9530 |  | SINOPLUS 3VJ |  |  | 1 | Price is MRP | 39
1429 | Siemens | MCCB Accessories | Accessories for 3VJ - 3VJ Internal accessories | Undervoltage Release (Left) (UVR) ¦ 415V AC 3VJ12 (VJ1 250) | Accessory compartment/ Coil voltage: 415V AC | Version: 3VJ12 (VJ1 250) |  |  |  | Undervoltage Release (Left) (UVR) | Not stocked | 3VJ9218-0UV37 |  | 9530 |  | SINOPLUS 3VJ |  |  | 1 | Price is MRP | 39
1430 | Siemens | MCCB Accessories | Accessories for 3VJ - 3VJ Internal accessories | Undervoltage Release (Left) (UVR) ¦ 415V AC 3VJ13/14 (VJ1 400/630) | Accessory compartment/ Coil voltage: 415V AC | Version: 3VJ13/14 (VJ1 400/630) |  |  |  | Undervoltage Release (Left) (UVR) | Not stocked | 3VJ9417-0UV37 |  | 22190 |  | SINOPLUS 3VJ |  |  | 1 | Price is MRP | 39
1431 | Siemens | MCCB Accessories | Accessories for 3VJ - Internal accessories are available for 2P, 3P & 4P 3VJ MCCBs 3VJ External accessories | Extended Door Mounted Rotary Operator (including 8UC handle) ¦ 3VJ10 (VJ1 125X) | Version: 3VJ10 (VJ1 125X) |  |  |  |  | Extended Door Mounted Rotary Operator (including 8UC handle) | Not stocked | 3VJ9018-0HD11 |  | 4240 |  | SINOPLUS 3VJ |  |  | 1 | Price is MRP | 39
1432 | Siemens | MCCB Accessories | Accessories for 3VJ - Internal accessories are available for 2P, 3P & 4P 3VJ MCCBs 3VJ External accessories | Extended Door Mounted Rotary Operator (including 8UC handle) ¦ 3VJ11 (VJ1 125) | Version: 3VJ11 (VJ1 125) |  |  |  |  | Extended Door Mounted Rotary Operator (including 8UC handle) | Not stocked | 3VJ9118-0HD11 |  | 4565 |  | SINOPLUS 3VJ |  |  | 1 | Price is MRP | 39
1433 | Siemens | MCCB Accessories | Accessories for 3VJ - Internal accessories are available for 2P, 3P & 4P 3VJ MCCBs 3VJ External accessories | Extended Door Mounted Rotary Operator (including 8UC handle) ¦ 3VJ12 (VJ1 250) | Version: 3VJ12 (VJ1 250) |  |  |  |  | Extended Door Mounted Rotary Operator (including 8UC handle) | Not stocked | 3VJ9218-0HD11 |  | 5340 |  | SINOPLUS 3VJ |  |  | 1 | Price is MRP | 39
1434 | Siemens | MCCB Accessories | Accessories for 3VJ - Internal accessories are available for 2P, 3P & 4P 3VJ MCCBs 3VJ External accessories | Extended Door Mounted Rotary Operator (including 8UC handle) ¦ 3VJ13 (VJ1 400) | Version: 3VJ13 (VJ1 400) |  |  |  |  | Extended Door Mounted Rotary Operator (including 8UC handle) | Not stocked | 3VJ9417-0HD11 |  | 7055 |  | SINOPLUS 3VJ |  |  | 1 | Price is MRP | 39
1435 | Siemens | MCCB Accessories | Accessories for 3VJ - Internal accessories are available for 2P, 3P & 4P 3VJ MCCBs 3VJ External accessories | Extended Door Mounted Rotary Operator (including 8UC handle) ¦ 3VJ14 (VJ1 630) | Version: 3VJ14 (VJ1 630) |  |  |  |  | Extended Door Mounted Rotary Operator (including 8UC handle) | Not stocked | 3VJ9417-0HD11 |  | 7055 |  | SINOPLUS 3VJ |  |  | 1 | Price is MRP | 39
1436 | Siemens | MCCB Accessories | Accessories for 3VJ - Internal accessories are available for 2P, 3P & 4P 3VJ MCCBs 3VJ External accessories | Spreader Links ¦ 2P 3VJ10 (VJ1 125X) | No. of poles: 2P | Version: 3VJ10 (VJ1 125X) |  |  |  | Spreader Links | Not stocked | 3VJ9012-0ED00 |  | 385 |  | SINOPLUS 3VJ |  |  | 1 | Price is MRP | 39
1437 | Siemens | MCCB Accessories | Accessories for 3VJ - Internal accessories are available for 2P, 3P & 4P 3VJ MCCBs 3VJ External accessories | Spreader Links ¦ 2P 3VJ11 (VJ1 125) | No. of poles: 2P | Version: 3VJ11 (VJ1 125) |  |  |  | Spreader Links | Not stocked | 3VJ9112-0ED00 |  | 420 |  | SINOPLUS 3VJ |  |  | 1 | Price is MRP | 39
1438 | Siemens | MCCB Accessories | Accessories for 3VJ - Internal accessories are available for 2P, 3P & 4P 3VJ MCCBs 3VJ External accessories | Spreader Links ¦ 2P 3VJ12 (VJ1 250) | No. of poles: 2P | Version: 3VJ12 (VJ1 250) |  |  |  | Spreader Links | Not stocked | 3VJ9212-0ED00 |  | 1280 |  | SINOPLUS 3VJ |  |  | 1 | Price is MRP | 39
1439 | Siemens | MCCB Accessories | Accessories for 3VJ - Internal accessories are available for 2P, 3P & 4P 3VJ MCCBs 3VJ External accessories | Spreader Links ¦ 3P 3VJ10 (VJ1 125X) | No. of poles: 3P | Version: 3VJ10 (VJ1 125X) |  |  |  | Spreader Links | Not stocked | 3VJ9013-0ED00 |  | 650 |  | SINOPLUS 3VJ |  |  | 1 | Price is MRP | 39
1440 | Siemens | MCCB Accessories | Accessories for 3VJ - Internal accessories are available for 2P, 3P & 4P 3VJ MCCBs 3VJ External accessories | Spreader Links ¦ 3P 3VJ11 (VJ1 125) | No. of poles: 3P | Version: 3VJ11 (VJ1 125) |  |  |  | Spreader Links | Not stocked | 3VJ9113-0ED00 |  | 680 |  | SINOPLUS 3VJ |  |  | 1 | Price is MRP | 39
1441 | Siemens | MCCB Accessories | Accessories for 3VJ - Internal accessories are available for 2P, 3P & 4P 3VJ MCCBs 3VJ External accessories | Spreader Links ¦ 3P 3VJ12 (VJ1 250) | No. of poles: 3P | Version: 3VJ12 (VJ1 250) |  |  |  | Spreader Links | Not stocked | 3VJ9213-0ED00 |  | 2065 |  | SINOPLUS 3VJ |  |  | 1 | Price is MRP | 39
1442 | Siemens | MCCB Accessories | Accessories for 3VJ - Internal accessories are available for 2P, 3P & 4P 3VJ MCCBs 3VJ External accessories | Spreader Links ¦ 3P 3VJ13 (VJ1 400) | No. of poles: 3P | Version: 3VJ13 (VJ1 400) |  |  |  | Spreader Links | Not stocked | 3VJ9313-0ED00 |  | 3605 |  | SINOPLUS 3VJ |  |  | 1 | Price is MRP | 39
1443 | Siemens | MCCB Accessories | Accessories for 3VJ - Internal accessories are available for 2P, 3P & 4P 3VJ MCCBs 3VJ External accessories | Spreader Links ¦ 3P 3VJ14 (VJ1 630) | No. of poles: 3P | Version: 3VJ14 (VJ1 630) |  |  |  | Spreader Links | Not stocked | 3VJ9413-0ED00 |  | 4525 |  | SINOPLUS 3VJ |  |  | 1 | Price is MRP | 39
1444 | Siemens | MCCB Accessories | Accessories for 3VJ - Internal accessories are available for 2P, 3P & 4P 3VJ MCCBs 3VJ External accessories | Spreader Links ¦ 4P 3VJ10 (VJ1 125X) | No. of poles: 4P | Version: 3VJ10 (VJ1 125X) |  |  |  | Spreader Links | Not stocked | 3VJ9014-0ED00 |  | 840 |  | SINOPLUS 3VJ |  |  | 1 | Price is MRP | 39
1445 | Siemens | MCCB Accessories | Accessories for 3VJ - Internal accessories are available for 2P, 3P & 4P 3VJ MCCBs 3VJ External accessories | Spreader Links ¦ 4P 3VJ11 (VJ1 125) | No. of poles: 4P | Version: 3VJ11 (VJ1 125) |  |  |  | Spreader Links | Not stocked | 3VJ9114-0ED00 |  | 875 |  | SINOPLUS 3VJ |  |  | 1 | Price is MRP | 39
1446 | Siemens | MCCB Accessories | Accessories for 3VJ - Internal accessories are available for 2P, 3P & 4P 3VJ MCCBs 3VJ External accessories | Spreader Links ¦ 4P 3VJ12 (VJ1 250) | No. of poles: 4P | Version: 3VJ12 (VJ1 250) |  |  |  | Spreader Links | Not stocked | 3VJ9214-0ED00 |  | 2695 |  | SINOPLUS 3VJ |  |  | 1 | Price is MRP | 39
1447 | Siemens | MCCB Accessories | Accessories for 3VJ - Internal accessories are available for 2P, 3P & 4P 3VJ MCCBs 3VJ External accessories | Spreader Links ¦ 4P 3VJ13 (VJ1 400) | No. of poles: 4P | Version: 3VJ13 (VJ1 400) |  |  |  | Spreader Links | Not stocked | 3VJ9314-0ED00 |  | 5075 |  | SINOPLUS 3VJ |  |  | 1 | Price is MRP | 39
1448 | Siemens | MCCB Accessories | Accessories for 3VJ - Internal accessories are available for 2P, 3P & 4P 3VJ MCCBs 3VJ External accessories | Spreader Links ¦ 4P 3VJ14 (VJ1 630) | No. of poles: 4P | Version: 3VJ14 (VJ1 630) |  |  |  | Spreader Links | Not stocked | 3VJ9414-0ED00 |  | 6390 |  | SINOPLUS 3VJ |  |  | 1 | Price is MRP | 39
1449 | Siemens | MCCB Accessories | Accessories for 3VJ - Internal accessories are available for 2P, 3P & 4P 3VJ MCCBs 3VJ External accessories | Phase Barriers ¦ 3VJ10 (VJ1 125X) | Version: 3VJ10 (VJ1 125X) |  |  |  |  | Phase Barriers | Not stocked | 3VJ9018-0CA00 |  | 300 |  | SINOPLUS 3VJ |  |  | 1 | Price is MRP | 39
1450 | Siemens | MCCB Accessories | Accessories for 3VJ - Internal accessories are available for 2P, 3P & 4P 3VJ MCCBs 3VJ External accessories | Phase Barriers ¦ 3VJ11 (VJ1 125) | Version: 3VJ11 (VJ1 125) |  |  |  |  | Phase Barriers | Not stocked | 3VJ9218-0CA00 |  | 470 |  | SINOPLUS 3VJ |  |  | 1 | Price is MRP | 39
1451 | Siemens | MCCB Accessories | Accessories for 3VJ - Internal accessories are available for 2P, 3P & 4P 3VJ MCCBs 3VJ External accessories | Phase Barriers ¦ 3VJ12 (VJ1 250) | Version: 3VJ12 (VJ1 250) |  |  |  |  | Phase Barriers | Not stocked | 3VJ9218-0CA00 |  | 470 |  | SINOPLUS 3VJ |  |  | 1 | Price is MRP | 39
1452 | Siemens | MCCB Accessories | Accessories for 3VJ - Internal accessories are available for 2P, 3P & 4P 3VJ MCCBs 3VJ External accessories | Phase Barriers ¦ 3VJ13 (VJ1 400) | Version: 3VJ13 (VJ1 400) |  |  |  |  | Phase Barriers | Not stocked | 3VJ9417-0CA00 |  | 535 |  | SINOPLUS 3VJ |  |  | 1 | Price is MRP | 39
1453 | Siemens | MCCB Accessories | Accessories for 3VJ - Internal accessories are available for 2P, 3P & 4P 3VJ MCCBs 3VJ External accessories | Phase Barriers ¦ 3VJ14 (VJ1 630) | Version: 3VJ14 (VJ1 630) |  |  |  |  | Phase Barriers | Not stocked | 3VJ9417-0CA00 |  | 535 |  | SINOPLUS 3VJ |  |  | 1 | Price is MRP | 39
1454 | Siemens | MCCB Accessories | Accessories for 3VJ - Internal accessories are available for 2P, 3P & 4P 3VJ MCCBs 3VJ External accessories | Front Barriers ¦ 2P/3P 3VJ10 (VJ1 125X) | No. of poles: 2P/3P | Version: 3VJ10 (VJ1 125X) |  |  |  | Front Barriers | Not stocked | 3VJ9016-0CJ30 |  | 685 |  | SINOPLUS 3VJ |  |  | 1 | Price is MRP | 39
1455 | Siemens | MCCB Accessories | Accessories for 3VJ - Internal accessories are available for 2P, 3P & 4P 3VJ MCCBs 3VJ External accessories | Front Barriers ¦ 2P/3P 3VJ11 (VJ1 125) | No. of poles: 2P/3P | Version: 3VJ11 (VJ1 125) |  |  |  | Front Barriers | Not stocked | 3VJ9116-0CJ30 |  | 815 |  | SINOPLUS 3VJ |  |  | 1 | Price is MRP | 39
1456 | Siemens | MCCB Accessories | Accessories for 3VJ - Internal accessories are available for 2P, 3P & 4P 3VJ MCCBs 3VJ External accessories | Front Barriers ¦ 2P/3P 3VJ12 (VJ1 250) | No. of poles: 2P/3P | Version: 3VJ12 (VJ1 250) |  |  |  | Front Barriers | Not stocked | 3VJ9216-0CJ30 |  | 1170 |  | SINOPLUS 3VJ |  |  | 1 | Price is MRP | 39
1457 | Siemens | MCCB Accessories | Accessories for 3VJ - Internal accessories are available for 2P, 3P & 4P 3VJ MCCBs 3VJ External accessories | Front Barriers ¦ 2P/3P 3VJ13 (VJ1 400) | No. of poles: 2P/3P | Version: 3VJ13 (VJ1 400) |  |  |  | Front Barriers | Not stocked | 3VJ9413-0CJ30 |  | 1525 |  | SINOPLUS 3VJ |  |  | 1 | Price is MRP | 39
1458 | Siemens | MCCB Accessories | Accessories for 3VJ - Internal accessories are available for 2P, 3P & 4P 3VJ MCCBs 3VJ External accessories | Front Barriers ¦ 2P/3P 3VJ14 (VJ1 630) | No. of poles: 2P/3P | Version: 3VJ14 (VJ1 630) |  |  |  | Front Barriers | Not stocked | 3VJ9413-0CJ30 |  | 1525 |  | SINOPLUS 3VJ |  |  | 1 | Price is MRP | 39
1459 | Siemens | MCCB Accessories | Accessories for 3VJ - Internal accessories are available for 2P, 3P & 4P 3VJ MCCBs 3VJ External accessories | Front Barriers ¦ 4P 3VJ10 (VJ1 125X) | No. of poles: 4P | Version: 3VJ10 (VJ1 125X) |  |  |  | Front Barriers | Not stocked | 3VJ9014-0CJ40 |  | 960 |  | SINOPLUS 3VJ |  |  | 1 | Price is MRP | 39
1460 | Siemens | MCCB Accessories | Accessories for 3VJ - Internal accessories are available for 2P, 3P & 4P 3VJ MCCBs 3VJ External accessories | Front Barriers ¦ 4P 3VJ11 (VJ1 125) | No. of poles: 4P | Version: 3VJ11 (VJ1 125) |  |  |  | Front Barriers | Not stocked | 3VJ9114-0CJ40 |  | 1040 |  | SINOPLUS 3VJ |  |  | 1 | Price is MRP | 39
1461 | Siemens | MCCB Accessories | Accessories for 3VJ - Internal accessories are available for 2P, 3P & 4P 3VJ MCCBs 3VJ External accessories | Front Barriers ¦ 4P 3VJ12 (VJ1 250) | No. of poles: 4P | Version: 3VJ12 (VJ1 250) |  |  |  | Front Barriers | Not stocked | 3VJ9214-0CJ40 |  | 1370 |  | SINOPLUS 3VJ |  |  | 1 | Price is MRP | 39
1462 | Siemens | MCCB Accessories | Accessories for 3VJ - Internal accessories are available for 2P, 3P & 4P 3VJ MCCBs 3VJ External accessories | Front Barriers ¦ 4P 3VJ13 (VJ1 400) | No. of poles: 4P | Version: 3VJ13 (VJ1 400) |  |  |  | Front Barriers | Not stocked | 3VJ9414-0CJ40 |  | 1880 |  | SINOPLUS 3VJ |  |  | 1 | Price is MRP | 39
1463 | Siemens | MCCB Accessories | Accessories for 3VJ - Internal accessories are available for 2P, 3P & 4P 3VJ MCCBs 3VJ External accessories | Front Barriers ¦ 4P 3VJ14 (VJ1 630) | No. of poles: 4P | Version: 3VJ14 (VJ1 630) |  |  |  | Front Barriers | Not stocked | 3VJ9414-0CJ40 |  | 1880 |  | SINOPLUS 3VJ |  |  | 1 | Price is MRP | 39
1464 | Siemens | MCCB Accessories | Accessories for 3VJ - Internal accessories are available for 2P, 3P & 4P 3VJ MCCBs 3VJ External accessories | Toogle handle extension ¦ 3VJ13 (VJ1 400) | Version: 3VJ13 (VJ1 400) |  |  |  |  | Toogle handle extension | Not stocked | 3VJ9417-0DH10 |  | 1205 |  | SINOPLUS 3VJ |  |  | 1 | Price is MRP | 39
1465 | Siemens | MCCB Accessories | Accessories for 3VJ - Internal accessories are available for 2P, 3P & 4P 3VJ MCCBs 3VJ External accessories | Toogle handle extension ¦ 3VJ14 (VJ1 630) | Version: 3VJ14 (VJ1 630) |  |  |  |  | Toogle handle extension | Not stocked | 3VJ9417-0DH10 |  | 1205 |  | SINOPLUS 3VJ |  |  | 1 | Price is MRP | 39
1466 | Siemens | MCCB Accessories | Accessories for 3VJ - Internal accessories are available for 2P, 3P & 4P 3VJ MCCBs 3VJ External accessories | Interlocking (for MCCBs with 8UC handles) - Castell interlock kit ¦ 3VJ10 (VJ1 125X) | Version: 3VJ10 (VJ1 125X) |  |  |  |  | Interlocking (for MCCBs with 8UC handles) - Castell interlock kit | Not stocked | 8UC60701YQ.. |  | 10765 |  | SINOPLUS 3VJ |  |  | 1 | Price is MRP; Replace .. in part code with the coil voltage code from the same price list page | 39
1467 | Siemens | MCCB Accessories | Accessories for 3VJ - Internal accessories are available for 2P, 3P & 4P 3VJ MCCBs 3VJ External accessories | Interlocking (for MCCBs with 8UC handles) - Castell interlock kit ¦ 3VJ11 (VJ1 125) | Version: 3VJ11 (VJ1 125) |  |  |  |  | Interlocking (for MCCBs with 8UC handles) - Castell interlock kit | Not stocked | 8UC60701YQ.. |  | 10765 |  | SINOPLUS 3VJ |  |  | 1 | Price is MRP; Replace .. in part code with the coil voltage code from the same price list page | 39
1468 | Siemens | MCCB Accessories | Accessories for 3VJ - Internal accessories are available for 2P, 3P & 4P 3VJ MCCBs 3VJ External accessories | Interlocking (for MCCBs with 8UC handles) - Castell interlock kit ¦ 3VJ12 (VJ1 250) | Version: 3VJ12 (VJ1 250) |  |  |  |  | Interlocking (for MCCBs with 8UC handles) - Castell interlock kit | Not stocked | 8UC60701YQ.. |  | 10765 |  | SINOPLUS 3VJ |  |  | 1 | Price is MRP; Replace .. in part code with the coil voltage code from the same price list page | 39
1469 | Siemens | MCCB Accessories | Accessories for 3VJ - Internal accessories are available for 2P, 3P & 4P 3VJ MCCBs 3VJ External accessories | Interlocking (for MCCBs with 8UC handles) - Castell interlock kit ¦ 3VJ13 (VJ1 400) | Version: 3VJ13 (VJ1 400) |  |  |  |  | Interlocking (for MCCBs with 8UC handles) - Castell interlock kit | Not stocked | 8UC60702YQ.. |  | 11050 |  | SINOPLUS 3VJ |  |  | 1 | Price is MRP; Replace .. in part code with the coil voltage code from the same price list page | 39
1470 | Siemens | MCCB Accessories | Accessories for 3VJ - Internal accessories are available for 2P, 3P & 4P 3VJ MCCBs 3VJ External accessories | Interlocking (for MCCBs with 8UC handles) - Castell interlock kit ¦ 3VJ14 (VJ1 630) | Version: 3VJ14 (VJ1 630) |  |  |  |  | Interlocking (for MCCBs with 8UC handles) - Castell interlock kit | Not stocked | 8UC60702YQ.. |  | 11050 |  | SINOPLUS 3VJ |  |  | 1 | Price is MRP; Replace .. in part code with the coil voltage code from the same price list page | 39
1471 | Siemens | MCCB Accessories | Accessories for 3VJ - Internal accessories are available for 2P, 3P & 4P 3VJ MCCBs 3VJ External accessories | SS Enclosures ¦ 2P/3P 3VJ10 (VJ1 125X) | No. of poles: 2P/3P | Version: 3VJ10 (VJ1 125X) |  |  |  | SS Enclosures | Not stocked | 3VJ9016-0DE11 |  | 4795 |  | SINOPLUS 3VJ |  |  | 1 | Price is MRP | 39
1472 | Siemens | MCCB Accessories | Accessories for 3VJ - Internal accessories are available for 2P, 3P & 4P 3VJ MCCBs 3VJ External accessories | SS Enclosures ¦ 2P/3P 3VJ11 (VJ1 125) | No. of poles: 2P/3P | Version: 3VJ11 (VJ1 125) |  |  |  | SS Enclosures | Not stocked | 3VJ9116-0DE11 |  | 4795 |  | SINOPLUS 3VJ |  |  | 1 | Price is MRP | 39
1473 | Siemens | MCCB Accessories | Accessories for 3VJ - Internal accessories are available for 2P, 3P & 4P 3VJ MCCBs 3VJ External accessories | SS Enclosures ¦ 2P/3P 3VJ12 (VJ1 250) | No. of poles: 2P/3P | Version: 3VJ12 (VJ1 250) |  |  |  | SS Enclosures | Not stocked | 3VJ9216-0DE12 |  | 10505 |  | SINOPLUS 3VJ |  |  | 1 | Price is MRP | 39
1474 | Siemens | MCCB Accessories | Accessories for 3VJ - Internal accessories are available for 2P, 3P & 4P 3VJ MCCBs 3VJ External accessories | SS Enclosures ¦ 4P 3VJ10 (VJ1 125X) | No. of poles: 4P | Version: 3VJ10 (VJ1 125X) |  |  |  | SS Enclosures | Not stocked | 3VJ9014-0DE11 |  | 4795 |  | SINOPLUS 3VJ |  |  | 1 | Price is MRP | 39
1475 | Siemens | MCCB Accessories | Accessories for 3VJ - Internal accessories are available for 2P, 3P & 4P 3VJ MCCBs 3VJ External accessories | SS Enclosures ¦ 4P 3VJ11 (VJ1 125) | No. of poles: 4P | Version: 3VJ11 (VJ1 125) |  |  |  | SS Enclosures | Not stocked | 3VJ9114-0DE11 |  | 4795 |  | SINOPLUS 3VJ |  |  | 1 | Price is MRP | 39
1476 | Siemens | MCCB Accessories | Accessories for 3VJ - Internal accessories are available for 2P, 3P & 4P 3VJ MCCBs 3VJ External accessories | SS Enclosures ¦ 4P 3VJ12 (VJ1 250) | No. of poles: 4P | Version: 3VJ12 (VJ1 250) |  |  |  | SS Enclosures | Not stocked | 3VJ9214-0DE12 |  | 10505 |  | SINOPLUS 3VJ |  |  | 1 | Price is MRP | 39
1477 | Siemens | MCCB Accessories | Accessories for 3VJ - Internal accessories are available for 2P, 3P & 4P 3VJ MCCBs 3VJ External accessories | Padlock on MCCB Dolly/ Knob ¦ 3VJ11 (VJ1 125) | Version: 3VJ11 (VJ1 125) |  |  |  |  | Padlock on MCCB Dolly/ Knob | Not stocked | 3VJ9118-0LM10 |  | 1920 |  | SINOPLUS 3VJ |  |  | 1 | Price is MRP | 39
1478 | Siemens | MCCB Accessories | Accessories for 3VJ - Internal accessories are available for 2P, 3P & 4P 3VJ MCCBs 3VJ External accessories | Padlock on MCCB Dolly/ Knob ¦ 3VJ12 (VJ1 250) | Version: 3VJ12 (VJ1 250) |  |  |  |  | Padlock on MCCB Dolly/ Knob | Not stocked | 3VJ9218-0LM10 |  | 1920 |  | SINOPLUS 3VJ |  |  | 1 | Price is MRP | 39
1479 | Siemens | MCCB Accessories | Accessories for 3VJ - Internal accessories are available for 2P, 3P & 4P 3VJ MCCBs 3VJ External accessories | Padlock on MCCB Dolly/ Knob ¦ 3VJ13 (VJ1 400) | Version: 3VJ13 (VJ1 400) |  |  |  |  | Padlock on MCCB Dolly/ Knob | Not stocked | 3VJ9317-0LM10 |  | 4650 |  | SINOPLUS 3VJ |  |  | 1 | Price is MRP | 39
1480 | Siemens | MCCB Accessories | Accessories for 3VJ - Internal accessories are available for 2P, 3P & 4P 3VJ MCCBs 3VJ External accessories | Padlock on MCCB Dolly/ Knob ¦ 3VJ14 (VJ1 630) | Version: 3VJ14 (VJ1 630) |  |  |  |  | Padlock on MCCB Dolly/ Knob | Not stocked | 3VJ9317-0LM10 |  | 4650 |  | SINOPLUS 3VJ |  |  | 1 | Price is MRP | 39
1481 | Siemens | MCCB Accessories | Accessories for 3VJ - Internal accessories are available for 2P, 3P & 4P 3VJ MCCBs 3VJ External accessories | Mechanical Interlocking Devices (Front sliding bar type) ¦ 3P 3VJ11 (VJ1 125) | No. of poles: 3P | Version: 3VJ11 (VJ1 125) |  |  |  | Mechanical Interlocking Devices (Front sliding bar type) | Not stocked | 3VJ9116-0VM10 |  | 5245 |  | SINOPLUS 3VJ |  |  | 1 | Price is MRP | 39
1482 | Siemens | MCCB Accessories | Accessories for 3VJ - Internal accessories are available for 2P, 3P & 4P 3VJ MCCBs 3VJ External accessories | Mechanical Interlocking Devices (Front sliding bar type) ¦ 3P 3VJ12 (VJ1 250) | No. of poles: 3P | Version: 3VJ12 (VJ1 250) |  |  |  | Mechanical Interlocking Devices (Front sliding bar type) | Not stocked | 3VJ9216-0VM10 |  | 10225 |  | SINOPLUS 3VJ |  |  | 1 | Price is MRP | 39
1483 | Siemens | MCCB Accessories | Accessories for 3VJ - Internal accessories are available for 2P, 3P & 4P 3VJ MCCBs 3VJ External accessories | Mechanical Interlocking Devices (Front sliding bar type) ¦ 3P 3VJ13 (VJ1 400) | No. of poles: 3P | Version: 3VJ13 (VJ1 400) |  |  |  | Mechanical Interlocking Devices (Front sliding bar type) | Not stocked | 3VJ9313-0VM10 |  | 19925 |  | SINOPLUS 3VJ |  |  | 1 | Price is MRP | 39
1484 | Siemens | MCCB Accessories | Accessories for 3VJ - Internal accessories are available for 2P, 3P & 4P 3VJ MCCBs 3VJ External accessories | Mechanical Interlocking Devices (Front sliding bar type) ¦ 3P 3VJ14 (VJ1 630) | No. of poles: 3P | Version: 3VJ14 (VJ1 630) |  |  |  | Mechanical Interlocking Devices (Front sliding bar type) | Not stocked | 3VJ9313-0VM10 |  | 19925 |  | SINOPLUS 3VJ |  |  | 1 | Price is MRP | 39
1485 | Siemens | MCCB Accessories | Accessories for 3VJ - Internal accessories are available for 2P, 3P & 4P 3VJ MCCBs 3VJ External accessories | Mechanical Interlocking Devices (Front sliding bar type) ¦ 4P 3VJ11 (VJ1 125) | No. of poles: 4P | Version: 3VJ11 (VJ1 125) |  |  |  | Mechanical Interlocking Devices (Front sliding bar type) | Not stocked | 3VJ9114-0VM10 |  | 5465 |  | SINOPLUS 3VJ |  |  | 1 | Price is MRP | 39
1486 | Siemens | MCCB Accessories | Accessories for 3VJ - Internal accessories are available for 2P, 3P & 4P 3VJ MCCBs 3VJ External accessories | Mechanical Interlocking Devices (Front sliding bar type) ¦ 4P 3VJ12 (VJ1 250) | No. of poles: 4P | Version: 3VJ12 (VJ1 250) |  |  |  | Mechanical Interlocking Devices (Front sliding bar type) | Not stocked | 3VJ9214-0VM10 |  | 12065 |  | SINOPLUS 3VJ |  |  | 1 | Price is MRP | 39
1487 | Siemens | MCCB Accessories | Accessories for 3VJ - Internal accessories are available for 2P, 3P & 4P 3VJ MCCBs 3VJ External accessories | Mechanical Interlocking Devices (Front sliding bar type) ¦ 4P 3VJ13 (VJ1 400) | No. of poles: 4P | Version: 3VJ13 (VJ1 400) |  |  |  | Mechanical Interlocking Devices (Front sliding bar type) | Not stocked | 3VJ9314-0VM10 |  | 26660 |  | SINOPLUS 3VJ |  |  | 1 | Price is MRP | 39
1488 | Siemens | MCCB Accessories | Accessories for 3VJ - Internal accessories are available for 2P, 3P & 4P 3VJ MCCBs 3VJ External accessories | Mechanical Interlocking Devices (Front sliding bar type) ¦ 4P 3VJ14 (VJ1 630) | No. of poles: 4P | Version: 3VJ14 (VJ1 630) |  |  |  | Mechanical Interlocking Devices (Front sliding bar type) | Not stocked | 3VJ9314-0VM10 |  | 26660 |  | SINOPLUS 3VJ |  |  | 1 | Price is MRP | 39
1489 | Siemens | ATS | SENTRON automatic transfer controllers - SENTRON Auto transfer controllers | 3KC ATC 6300 | [6 empty] | Not stocked | 3KC9000-8TL40 |  | 245850 |  | SENTRON ATC 6300/6500 |  |  |  |  | 41
1490 | Siemens | ATS | SENTRON automatic transfer controllers - SENTRON Auto transfer controllers | 3KC ATC 6500 | [6 empty] | Not stocked | 3KC9000-8TL50 |  | Upon request |  | SENTRON ATC 6300/6500 |  |  |  |  | 41
1491 | Siemens | ATS | SENTRON automatic transfer controllers - SENTRON Auto transfer controllers | ATC6 expansion module 4DI | [6 empty] | Not stocked | 3KC9000-8TL60 |  | Upon request |  | SENTRON ATC 6300/6500 |  |  |  |  | 41
1492 | Siemens | ATS | SENTRON automatic transfer controllers - SENTRON Auto transfer controllers | ATC6 expansion module 4DO, SSR | [6 empty] | Not stocked | 3KC9000-8TL61 |  | Upon request |  | SENTRON ATC 6300/6500 |  |  |  |  | 41
1493 | Siemens | ATS | SENTRON automatic transfer controllers - SENTRON Auto transfer controllers | ATC6 expansion module 2DI/2DO, SSR | [6 empty] | Not stocked | 3KC9000-8TL62 |  | Upon request |  | SENTRON ATC 6300/6500 |  |  |  |  | 41
1494 | Siemens | ATS | SENTRON automatic transfer controllers - SENTRON Auto transfer controllers | ATC6 expansion module 2DO, relay | [6 empty] | Not stocked | 3KC9000-8TL63 |  | Upon request |  | SENTRON ATC 6300/6500 |  |  |  |  | 41
1495 | Siemens | ATS | SENTRON automatic transfer controllers - SENTRON Auto transfer controllers | ATC6 expansion module 2DI/2DO, relay | [6 empty] | Not stocked | 3KC9000-8TL64 |  | Upon request |  | SENTRON ATC 6300/6500 |  |  |  |  | 41
1496 | Siemens | ATS | SENTRON automatic transfer controllers - SENTRON Auto transfer controllers | ATC6 RS 485 expansion module | [6 empty] | Not stocked | 3KC9000-8TL74 |  | Upon request |  | SENTRON ATC 6300/6500 |  |  |  |  | 41
1497 | Siemens | ATS | SENTRON automatic transfer controllers - SENTRON Auto transfer controllers | ATC6 Ethernet expansion module | [6 empty] | Not stocked | 3KC9000-8TL75 |  | Upon request |  | SENTRON ATC 6300/6500 |  |  |  |  | 41
1498 | Siemens | ATS | SENTRON automatic transfer controllers - SENTRON Auto transfer controllers | ATC6 USB front interface | [6 empty] | Not stocked | 3KC9000-8TL73 |  | Upon request |  | SENTRON ATC 6300/6500 |  |  |  |  | 41
1499 | Siemens | ATS | SENTRON automatic transfer controllers - SENTRON Auto transfer controllers | For ATC 6300 144 x 144 mm | [6 empty] | Not stocked | 3KC9000-8TL67 |  | Upon request |  | SENTRON ATC 6300/6500 |  |  |  |  | 41
1500 | Siemens | ATS | SENTRON automatic transfer controllers - SENTRON Auto transfer controllers | For ATC 6500 171 x 131 mm | [6 empty] | Not stocked | 3KC9000-8TL68 |  | Upon request |  | SENTRON ATC 6300/6500 |  |  |  |  | 41
1501 | Siemens | Changeover Switch | Manual on load changeover switch 3KJ - 4-pole, for power distribution | 3KJ1 1 63 MCOS in Open execution | Series: 3KJ1 | Size: 1 | Rated current Ie 415V 50/60Hz: 63 | Version: MCOS in Open execution |  |  | Not stocked | 3KJ1126-4AA20-0AA0 |  | 11740 |  | SINOPLUS 3KJ |  |  | 1 | Price is MRP | 43
1502 | Siemens | Changeover Switch | Manual on load changeover switch 3KJ - 4-pole, for power distribution | 3KJ1 1 63 MCOS in Enclosed execution | Series: 3KJ1 | Size: 1 | Rated current Ie 415V 50/60Hz: 63 | Version: MCOS in Enclosed execution |  |  | Not stocked | 3KJ1126-4AA20-1AA0 |  | 23215 |  | SINOPLUS 3KJ |  |  | 1 | Price is MRP | 43
1503 | Siemens | Changeover Switch | Manual on load changeover switch 3KJ - 4-pole, for power distribution | 3KJ1 1 100 MCOS in Open execution | Series: 3KJ1 | Size: 1 | Rated current Ie 415V 50/60Hz: 100 | Version: MCOS in Open execution |  |  | Not stocked | 3KJ1130-4AA20-0AA0 |  | 15610 |  | SINOPLUS 3KJ |  |  | 1 | Price is MRP | 43
1504 | Siemens | Changeover Switch | Manual on load changeover switch 3KJ - 4-pole, for power distribution | 3KJ1 1 100 MCOS in Enclosed execution | Series: 3KJ1 | Size: 1 | Rated current Ie 415V 50/60Hz: 100 | Version: MCOS in Enclosed execution |  |  | Not stocked | 3KJ1130-4AA20-1AA0 |  | 27275 |  | SINOPLUS 3KJ |  |  | 1 | Price is MRP | 43
1505 | Siemens | Changeover Switch | Manual on load changeover switch 3KJ - 4-pole, for power distribution | 3KJ0 1 125 MCOS in Open execution | Series: 3KJ0 | Size: 1 | Rated current Ie 415V 50/60Hz: 125 | Version: MCOS in Open execution |  |  | Not stocked | 3KJ0132-4AA20-0AA0 |  | 23370 |  | SINOPLUS 3KJ |  |  | 1 | Price is MRP | 43
1506 | Siemens | Changeover Switch | Manual on load changeover switch 3KJ - 4-pole, for power distribution | 3KJ0 1 125 MCOS in Enclosed execution | Series: 3KJ0 | Size: 1 | Rated current Ie 415V 50/60Hz: 125 | Version: MCOS in Enclosed execution |  |  | Not stocked | 3KJ0132-4AA20-1AA0 |  | 31775 |  | SINOPLUS 3KJ |  |  | 1 | Price is MRP | 43
1507 | Siemens | Changeover Switch | Manual on load changeover switch 3KJ - 4-pole, for power distribution | 3KJ0 1 160 MCOS in Open execution | Series: 3KJ0 | Size: 1 | Rated current Ie 415V 50/60Hz: 160 | Version: MCOS in Open execution |  |  | Not stocked | 3KJ0134-4AA20-0AA0 |  | 25680 |  | SINOPLUS 3KJ |  |  | 1 | Price is MRP | 43
1508 | Siemens | Changeover Switch | Manual on load changeover switch 3KJ - 4-pole, for power distribution | 3KJ0 1 160 MCOS in Enclosed execution | Series: 3KJ0 | Size: 1 | Rated current Ie 415V 50/60Hz: 160 | Version: MCOS in Enclosed execution |  |  | Not stocked | 3KJ0134-4AA20-1AA0 |  | 36385 |  | SINOPLUS 3KJ |  |  | 1 | Price is MRP | 43
1509 | Siemens | Changeover Switch | Manual on load changeover switch 3KJ - 4-pole, for power distribution | 3KJ0 2 200 MCOS in Open execution | Series: 3KJ0 | Size: 2 | Rated current Ie 415V 50/60Hz: 200 | Version: MCOS in Open execution |  |  | Not stocked | 3KJ0236-4AA20-0AA0 |  | 32700 |  | SINOPLUS 3KJ |  |  | 1 | Price is MRP | 43
1510 | Siemens | Changeover Switch | Manual on load changeover switch 3KJ - 4-pole, for power distribution | 3KJ0 2 200 MCOS in Enclosed execution | Series: 3KJ0 | Size: 2 | Rated current Ie 415V 50/60Hz: 200 | Version: MCOS in Enclosed execution |  |  | Not stocked | 3KJ0236-4AA20-1AA0 |  | 42085 |  | SINOPLUS 3KJ |  |  | 1 | Price is MRP | 43
1511 | Siemens | Changeover Switch | Manual on load changeover switch 3KJ - 4-pole, for power distribution | 3KJ0 2 250 MCOS in Open execution | Series: 3KJ0 | Size: 2 | Rated current Ie 415V 50/60Hz: 250 | Version: MCOS in Open execution |  |  | Not stocked | 3KJ0238-4AA20-0AA0 |  | 40030 |  | SINOPLUS 3KJ |  |  | 1 | Price is MRP | 43
1512 | Siemens | Changeover Switch | Manual on load changeover switch 3KJ - 4-pole, for power distribution | 3KJ0 2 250 MCOS in Enclosed execution | Series: 3KJ0 | Size: 2 | Rated current Ie 415V 50/60Hz: 250 | Version: MCOS in Enclosed execution |  |  | Not stocked | 3KJ0238-4AA20-1AA0 |  | 52295 |  | SINOPLUS 3KJ |  |  | 1 | Price is MRP | 43
1513 | Siemens | Changeover Switch | Manual on load changeover switch 3KJ - 4-pole, for power distribution | 3KJ0 2 315 MCOS in Open execution | Series: 3KJ0 | Size: 2 | Rated current Ie 415V 50/60Hz: 315 | Version: MCOS in Open execution |  |  | Not stocked | 3KJ0240-4AA20-0AA0 |  | 52445 |  | SINOPLUS 3KJ |  |  | 1 | Price is MRP | 43
1514 | Siemens | Changeover Switch | Manual on load changeover switch 3KJ - 4-pole, for power distribution | 3KJ0 2 315 MCOS in Enclosed execution | Series: 3KJ0 | Size: 2 | Rated current Ie 415V 50/60Hz: 315 | Version: MCOS in Enclosed execution |  |  | Not stocked | 3KJ0240-4AA20-1AA0 |  | 63925 |  | SINOPLUS 3KJ |  |  | 1 | Price is MRP | 43
1515 | Siemens | Changeover Switch | Manual on load changeover switch 3KJ - 4-pole, for power distribution | 3KJ0 2 400 MCOS in Open execution | Series: 3KJ0 | Size: 2 | Rated current Ie 415V 50/60Hz: 400 | Version: MCOS in Open execution |  |  | Not stocked | 3KJ0242-4AA20-0AA0 |  | 76130 |  | SINOPLUS 3KJ |  |  | 1 | Price is MRP | 43
1516 | Siemens | Changeover Switch | Manual on load changeover switch 3KJ - 4-pole, for power distribution | 3KJ0 2 400 MCOS in Enclosed execution | Series: 3KJ0 | Size: 2 | Rated current Ie 415V 50/60Hz: 400 | Version: MCOS in Enclosed execution |  |  | Not stocked | 3KJ0242-4AA20-1AA0 |  | 95035 |  | SINOPLUS 3KJ |  |  | 1 | Price is MRP | 43
1517 | Siemens | Changeover Switch | Manual on load changeover switch 3KJ - 4-pole, for power distribution | 3KJ0 3 630 MCOS in Open execution | Series: 3KJ0 | Size: 3 | Rated current Ie 415V 50/60Hz: 630 | Version: MCOS in Open execution |  |  | Not stocked | 3KJ0346-4AA20-0AA0 |  | 90535 |  | SINOPLUS 3KJ |  |  | 1 | Price is MRP | 43
1518 | Siemens | Changeover Switch | Manual on load changeover switch 3KJ - 4-pole, for power distribution | 3KJ0 3 630 MCOS in Enclosed execution | Series: 3KJ0 | Size: 3 | Rated current Ie 415V 50/60Hz: 630 | Version: MCOS in Enclosed execution |  |  | Not stocked | 3KJ0346-4AA20-1AA0 |  | 109415 |  | SINOPLUS 3KJ |  |  | 1 | Price is MRP | 43
1519 | Siemens | Changeover Switch | Manual on load changeover switch 3KJ - 4-pole, for power distribution | 3KJ0 3 800 MCOS in Open execution | Series: 3KJ0 | Size: 3 | Rated current Ie 415V 50/60Hz: 800 | Version: MCOS in Open execution |  |  | Not stocked | 3KJ0348-4AA20-0AA0 |  | 131320 |  | SINOPLUS 3KJ |  |  | 1 | Price is MRP | 43
1520 | Siemens | Changeover Switch | Manual on load changeover switch 3KJ - 4-pole, for power distribution | 3KJ0 3 800 MCOS in Enclosed execution | Series: 3KJ0 | Size: 3 | Rated current Ie 415V 50/60Hz: 800 | Version: MCOS in Enclosed execution |  |  | Not stocked | 3KJ0348-4AA20-1AA0 |  | 157360 |  | SINOPLUS 3KJ |  |  | 1 | Price is MRP | 43
1521 | Siemens | Changeover Switch | Manual on load changeover switch 3KJ - 4-pole, for power distribution | 3KJ0 4 1000 MCOS in Open execution | Series: 3KJ0 | Size: 4 | Rated current Ie 415V 50/60Hz: 1000 | Version: MCOS in Open execution |  |  | Not stocked | 3KJ0450-4AA30-0AA0 |  | 247330 |  | SINOPLUS 3KJ |  |  | 1 | Price is MRP | 43
1522 | Siemens | Changeover Switch | Manual on load changeover switch 3KJ - 4-pole, for power distribution | 3KJ0 4 1000 MCOS in Enclosed execution | Series: 3KJ0 | Size: 4 | Rated current Ie 415V 50/60Hz: 1000 | Version: MCOS in Enclosed execution |  |  | Not stocked | 3KJ0450-4AA30-1AA0 |  | 271980 |  | SINOPLUS 3KJ |  |  | 1 | Price is MRP | 43
1523 | Siemens | Changeover Switch | Manual on load changeover switch 3KJ - 4-pole, for power distribution | 3KJ0 4 1250 MCOS in Open execution | Series: 3KJ0 | Size: 4 | Rated current Ie 415V 50/60Hz: 1250 | Version: MCOS in Open execution |  |  | Not stocked | 3KJ0452-4AA30-0AA0 |  | 304810 |  | SINOPLUS 3KJ |  |  | 1 | Price is MRP | 43
1524 | Siemens | Changeover Switch | Manual on load changeover switch 3KJ - 4-pole, for power distribution | 3KJ0 4 1250 MCOS in Enclosed execution | Series: 3KJ0 | Size: 4 | Rated current Ie 415V 50/60Hz: 1250 | Version: MCOS in Enclosed execution |  |  | Not stocked | 3KJ0452-4AA30-1AA0 |  | 351265 |  | SINOPLUS 3KJ |  |  | 1 | Price is MRP | 43
1525 | Siemens | Changeover Switch | Manual on load changeover switch 3KJ - 4-pole, for power distribution | 3KJ0 4 1600 MCOS in Open execution | Series: 3KJ0 | Size: 4 | Rated current Ie 415V 50/60Hz: 1600 | Version: MCOS in Open execution |  |  | Not stocked | 3KJ0454-4AA30-0AA0 |  | 388580 |  | SINOPLUS 3KJ |  |  | 1 | Price is MRP | 43
1526 | Siemens | Changeover Switch | Manual on load changeover switch 3KJ - 4-pole, for power distribution | 3KJ0 4 1600 MCOS in Enclosed execution | Series: 3KJ0 | Size: 4 | Rated current Ie 415V 50/60Hz: 1600 | Version: MCOS in Enclosed execution |  |  | Not stocked | 3KJ0454-4AA30-1AA0 |  | 473735 |  | SINOPLUS 3KJ |  |  | 1 | Price is MRP | 43
1527 | Siemens | Changeover Switch | Manual on load changeover switch 3KJ - 4-pole, for power distribution | 3KJ0 5 2000 MCOS in Open execution | Series: 3KJ0 | Size: 5 | Rated current Ie 415V 50/60Hz: 2000 | Version: MCOS in Open execution |  |  | Not stocked | 3KJ0556-4AA30-0AA0 |  | 598170 |  | SINOPLUS 3KJ |  |  | 1 | Price is MRP | 43
1528 | Siemens | Changeover Switch | Manual on load changeover switch 3KJ - 4-pole, for power distribution | 3KJ0 5 2000 MCOS in Enclosed execution | Series: 3KJ0 | Size: 5 | Rated current Ie 415V 50/60Hz: 2000 | Version: MCOS in Enclosed execution |  |  | Not stocked | 3KJ0556-4AA30-1AA0 |  | 652970 |  | SINOPLUS 3KJ |  |  | 1 | Price is MRP | 43
1529 | Siemens | Changeover Switch | Manual on load changeover switch 3KJ - 4-pole, for power distribution | 3KJ0 5 2500 MCOS in Open execution | Series: 3KJ0 | Size: 5 | Rated current Ie 415V 50/60Hz: 2500 | Version: MCOS in Open execution |  |  | Not stocked | 3KJ0558-4AA30-0AA0 |  | 766915 |  | SINOPLUS 3KJ |  |  | 1 | Price is MRP | 43
1530 | Siemens | Changeover Switch | Manual on load changeover switch 3KJ - 4-pole, for power distribution | 3KJ0 5 2500 MCOS in Enclosed execution | Series: 3KJ0 | Size: 5 | Rated current Ie 415V 50/60Hz: 2500 | Version: MCOS in Enclosed execution |  |  | Not stocked | 3KJ0558-4AA30-1AA0 |  | 835510 |  | SINOPLUS 3KJ |  |  | 1 | Price is MRP | 43
1531 | Siemens | Changeover Switch | Manual on load changeover switch 3KJ - 4-pole, for power distribution | 3KJ0 5 3150 MCOS in Open execution | Series: 3KJ0 | Size: 5 | Rated current Ie 415V 50/60Hz: 3150 | Version: MCOS in Open execution |  |  | Not stocked | 3KJ0560-4AA30-0AA0 |  | 986110 |  | SINOPLUS 3KJ |  |  | 1 | Price is MRP | 43
1532 | Siemens | Changeover Switch | Manual on load changeover switch 3KJ - 4-pole, for power distribution | 3KJ0 5 3150 MCOS in Enclosed execution | Series: 3KJ0 | Size: 5 | Rated current Ie 415V 50/60Hz: 3150 | Version: MCOS in Enclosed execution |  |  | Not stocked | 3KJ0560-4AA30-1AA0 |  | 1132495 |  | SINOPLUS 3KJ |  |  | 1 | Price is MRP | 43
1533 | Siemens | Changeover Switch Accessories | Accessories and spares for 3KJ - Accessories and spares Auxiliary switch Gland box | Auxiliary switch ¦ 1CO ¦ 3KJ11 | Version: 3KJ11 |  |  |  |  | Auxiliary switch ¦ 1CO | Not stocked | 3KJ9101-1AB00 |  | 1175 |  | SINOPLUS 3KJ |  |  | 1 | Price is MRP | 44
1534 | Siemens | Changeover Switch Accessories | Accessories and spares for 3KJ - Accessories and spares Auxiliary switch Gland box | Auxiliary switch ¦ 2CO ¦ 3KJ11 | Version: 3KJ11 |  |  |  |  | Auxiliary switch ¦ 2CO | Not stocked | 3KJ9101-1AD00 |  | 2345 |  | SINOPLUS 3KJ |  |  | 1 | Price is MRP | 44
1535 | Siemens | Changeover Switch Accessories | Accessories and spares for 3KJ - Accessories and spares Auxiliary switch Gland box | Auxiliary switch ¦ 1NO+1NC ¦ 3KJ01 | Version: 3KJ01 |  |  |  |  | Auxiliary switch ¦ 1NO+1NC | Not stocked | 3KJ9001-1AB00 |  | 3050 |  | SINOPLUS 3KJ |  |  | 1 | Price is MRP | 44
1536 | Siemens | Changeover Switch Accessories | Accessories and spares for 3KJ - Accessories and spares Auxiliary switch Gland box | Auxiliary switch ¦ 1NO+1NC ¦ 3KJ02 | Version: 3KJ02 |  |  |  |  | Auxiliary switch ¦ 1NO+1NC | Not stocked | 3KJ9001-5AB00 |  | 6160 |  | SINOPLUS 3KJ |  |  | 1 | Price is MRP | 44
1537 | Siemens | Changeover Switch Accessories | Accessories and spares for 3KJ - Accessories and spares Auxiliary switch Gland box | Auxiliary switch ¦ 2NO+2NC ¦ 3KJ01 | Version: 3KJ01 |  |  |  |  | Auxiliary switch ¦ 2NO+2NC | Not stocked | 3KJ9001-1AD00 |  | 10615 |  | SINOPLUS 3KJ |  |  | 1 | Price is MRP | 44
1538 | Siemens | Changeover Switch Accessories | Accessories and spares for 3KJ - Accessories and spares Auxiliary switch Gland box | Auxiliary switch ¦ 2NO+2NC ¦ 3KJ02 | Version: 3KJ02 |  |  |  |  | Auxiliary switch ¦ 2NO+2NC | Not stocked | 3KJ9001-5AD00 |  | 23035 |  | SINOPLUS 3KJ |  |  | 1 | Price is MRP | 44
1539 | Siemens | Changeover Switch Accessories | Accessories and spares for 3KJ - Accessories and spares Auxiliary switch Gland box | Gland box ¦ With one gland plate ¦ 3KJ01 | Version: 3KJ01 |  |  |  |  | Gland box ¦ With one gland plate | Not stocked | 3KJ9013-1MA00 |  | 6330 |  | SINOPLUS 3KJ |  |  | 1 | Price is MRP | 44
1540 | Siemens | Changeover Switch Accessories | Accessories and spares for 3KJ - Accessories and spares Auxiliary switch Gland box | Gland box ¦ With one gland plate ¦ 3KJ02 | Version: 3KJ02 |  |  |  |  | Gland box ¦ With one gland plate | Not stocked | 3KJ9013-2MB00 |  | 14315 |  | SINOPLUS 3KJ |  |  | 1 | Price is MRP | 44
1541 | Siemens | Changeover Switch Accessories | Accessories and spares for 3KJ - Accessories and spares Auxiliary switch Gland box | Spare Phase barrier ¦ 3KJ11 | Version: 3KJ11 |  |  |  |  | Spare Phase barrier | Not stocked | 3KJ9103-1CA00 |  | 80 |  | SINOPLUS 3KJ |  |  | 1 | Price is MRP | 44
1542 | Siemens | Changeover Switch Accessories | Accessories and spares for 3KJ - Accessories and spares Auxiliary switch Gland box | Spare Phase barrier ¦ 3KJ01 | Version: 3KJ01 |  |  |  |  | Spare Phase barrier | Not stocked | 3KJ9003-1CA00 |  | 110 |  | SINOPLUS 3KJ |  |  | 1 | Price is MRP | 44
1543 | Siemens | Changeover Switch Accessories | Accessories and spares for 3KJ - Accessories and spares Auxiliary switch Gland box | Spare Phase barrier ¦ 3KJ02 | Version: 3KJ02 |  |  |  |  | Spare Phase barrier | Not stocked | 3KJ9003-3CA00 |  | 175 |  | SINOPLUS 3KJ |  |  | 1 | Price is MRP | 44
1544 | Siemens | Changeover Switch Accessories | Accessories and spares for 3KJ - Accessories and spares Auxiliary switch Gland box | Spare Front drive (Handle) ¦ Plastic ¦ 3KJ11 | Version: 3KJ11 |  |  |  |  | Spare Front drive (Handle) ¦ Plastic | Not stocked | 3KJ9106-1FT00 |  | 1110 |  | SINOPLUS 3KJ |  |  | 1 | Price is MRP | 44
1545 | Siemens | Changeover Switch Accessories | Accessories and spares for 3KJ - Accessories and spares Auxiliary switch Gland box | Spare Front drive (Handle) ¦ Plastic ¦ 3KJ01 | Version: 3KJ01 |  |  |  |  | Spare Front drive (Handle) ¦ Plastic | Not stocked | 3KJ9006-2FT00 |  | 1110 |  | SINOPLUS 3KJ |  |  | 1 | Price is MRP | 44
1546 | Siemens | Changeover Switch Accessories | Accessories and spares for 3KJ - Accessories and spares Auxiliary switch Gland box | Spare Front drive (Handle) ¦ Plastic ¦ 3KJ02 | Version: 3KJ02 |  |  |  |  | Spare Front drive (Handle) ¦ Plastic | Not stocked | 3KJ9006-2FT00 |  | 1110 |  | SINOPLUS 3KJ |  |  | 1 | Price is MRP | 44
1547 | Siemens | Changeover Switch Accessories | Accessories and spares for 3KJ - Accessories and spares Auxiliary switch Gland box | Spare Shaft ¦ 3KJ11 | Version: 3KJ11 |  |  |  |  | Spare Shaft | Not stocked | 3KJ9107-1GA00 |  | 370 |  | SINOPLUS 3KJ |  |  | 1 | Price is MRP | 44
1548 | Siemens | Changeover Switch Accessories | Accessories and spares for 3KJ - Accessories and spares Auxiliary switch Gland box | Spare Shaft ¦ 3KJ01 | Version: 3KJ01 |  |  |  |  | Spare Shaft | Not stocked | 3KJ9007-2GA00 |  | 370 |  | SINOPLUS 3KJ |  |  | 1 | Price is MRP | 44
1549 | Siemens | Changeover Switch Accessories | Accessories and spares for 3KJ - Accessories and spares Auxiliary switch Gland box | Spare Shaft ¦ 3KJ02 | Version: 3KJ02 |  |  |  |  | Spare Shaft | Not stocked | 3KJ9007-2GA00 |  | 370 |  | SINOPLUS 3KJ |  |  | 1 | Price is MRP | 44
1550 | Siemens | Changeover Switch Accessories | Accessories and spares for 3KJ - Manual On Load Changeover Switch 3KJ | Auxiliary Switch ¦ 1NO+1NC ¦ 3KJ03 | Version: 3KJ03 |  |  |  |  | Auxiliary Switch ¦ 1NO+1NC | Not stocked | 3KJ9001-5AB00 |  | 6160 |  | SINOPLUS 3KJ |  |  | 1 | Price is MRP | 44
1551 | Siemens | Changeover Switch Accessories | Accessories and spares for 3KJ - Manual On Load Changeover Switch 3KJ | Auxiliary Switch ¦ 1NO+1NC ¦ 3KJ04 | Version: 3KJ04 |  |  |  |  | Auxiliary Switch ¦ 1NO+1NC | Not stocked | 3KJ9001-5AB00 |  | 6160 |  | SINOPLUS 3KJ |  |  | 1 | Price is MRP | 44
1552 | Siemens | Changeover Switch Accessories | Accessories and spares for 3KJ - Manual On Load Changeover Switch 3KJ | Auxiliary Switch ¦ 1NO+1NC ¦ 3KJ05 | Version: 3KJ05 |  |  |  |  | Auxiliary Switch ¦ 1NO+1NC | Not stocked | 3KJ9001-5AB00 |  | 6160 |  | SINOPLUS 3KJ |  |  | 1 | Price is MRP | 44
1553 | Siemens | Changeover Switch Accessories | Accessories and spares for 3KJ - Manual On Load Changeover Switch 3KJ | Auxiliary Switch ¦ 2NO+2NC ¦ 3KJ03 | Version: 3KJ03 |  |  |  |  | Auxiliary Switch ¦ 2NO+2NC | Not stocked | 3KJ9001-5AD00 |  | 23035 |  | SINOPLUS 3KJ |  |  | 1 | Price is MRP | 44
1554 | Siemens | Changeover Switch Accessories | Accessories and spares for 3KJ - Manual On Load Changeover Switch 3KJ | Auxiliary Switch ¦ 2NO+2NC ¦ 3KJ04 | Version: 3KJ04 |  |  |  |  | Auxiliary Switch ¦ 2NO+2NC | Not stocked | 3KJ9001-5AD00 |  | 23035 |  | SINOPLUS 3KJ |  |  | 1 | Price is MRP | 44
1555 | Siemens | Changeover Switch Accessories | Accessories and spares for 3KJ - Manual On Load Changeover Switch 3KJ | Auxiliary Switch ¦ 2NO+2NC ¦ 3KJ05 | Version: 3KJ05 |  |  |  |  | Auxiliary Switch ¦ 2NO+2NC | Not stocked | 3KJ9001-5AD00 |  | 23035 |  | SINOPLUS 3KJ |  |  | 1 | Price is MRP | 44
1556 | Siemens | Changeover Switch Accessories | Accessories and spares for 3KJ - Manual On Load Changeover Switch 3KJ | Gland box ¦ With one gland plate ¦ 3KJ03 | Version: 3KJ03 |  |  |  |  | Gland box ¦ With one gland plate | Not stocked | 3KJ9013-3MC00 |  | 22030 |  | SINOPLUS 3KJ |  |  | 1 | Price is MRP | 44
1557 | Siemens | Changeover Switch Accessories | Accessories and spares for 3KJ - Manual On Load Changeover Switch 3KJ | Spare Phase barrier ¦ 3KJ03 | Version: 3KJ03 |  |  |  |  | Spare Phase barrier | Not stocked | 3KJ9003-3CA00 |  | 175 |  | SINOPLUS 3KJ |  |  | 1 | Price is MRP | 44
1558 | Siemens | Changeover Switch Accessories | Accessories and spares for 3KJ - Manual On Load Changeover Switch 3KJ | Spare Phase barrier ¦ 3KJ04 | Version: 3KJ04 |  |  |  |  | Spare Phase barrier | Not stocked | 3KJ9003-4CA00 |  | 620 |  | SINOPLUS 3KJ |  |  | 1 | Price is MRP | 44
1559 | Siemens | Changeover Switch Accessories | Accessories and spares for 3KJ - Manual On Load Changeover Switch 3KJ | Spare Phase barrier ¦ Lower side ¦ 3KJ05 | Version: 3KJ05 |  |  |  |  | Spare Phase barrier ¦ Lower side | Not stocked | 3KJ9003-5CA10 |  | 620 |  | SINOPLUS 3KJ |  |  | 1 | Price is MRP | 44
1560 | Siemens | Changeover Switch Accessories | Accessories and spares for 3KJ - Manual On Load Changeover Switch 3KJ | Spare Phase barrier ¦ Front side ¦ 3KJ05 | Version: 3KJ05 |  |  |  |  | Spare Phase barrier ¦ Front side | Not stocked | 3KJ9003-5CA20 |  | 680 |  | SINOPLUS 3KJ |  |  | 1 | Price is MRP | 44
1561 | Siemens | Changeover Switch Accessories | Accessories and spares for 3KJ - Manual On Load Changeover Switch 3KJ | Spare Front drive (Handle) ¦ Plastic ¦ 3KJ03 | Version: 3KJ03 |  |  |  |  | Spare Front drive (Handle) ¦ Plastic | Not stocked | 3KJ9006-3FT00 |  | 1260 |  | SINOPLUS 3KJ |  |  | 1 | Price is MRP | 44
1562 | Siemens | Changeover Switch Accessories | Accessories and spares for 3KJ - Manual On Load Changeover Switch 3KJ | Spare Front drive (Handle) ¦ Metallic ¦ 3KJ04 | Version: 3KJ04 |  |  |  |  | Spare Front drive (Handle) ¦ Metallic | Not stocked | 3KJ9006-4FM00 |  | 3660 |  | SINOPLUS 3KJ |  |  | 1 | Price is MRP | 44
1563 | Siemens | Changeover Switch Accessories | Accessories and spares for 3KJ - Manual On Load Changeover Switch 3KJ | Spare Front drive (Handle) ¦ Metallic ¦ 3KJ05 | Version: 3KJ05 |  |  |  |  | Spare Front drive (Handle) ¦ Metallic | Not stocked | 3KJ9006-5FM00 |  | 3925 |  | SINOPLUS 3KJ |  |  | 1 | Price is MRP | 44
1564 | Siemens | Changeover Switch Accessories | Accessories and spares for 3KJ - Manual On Load Changeover Switch 3KJ | Spare Shaft ¦ 3KJ03 | Version: 3KJ03 |  |  |  |  | Spare Shaft | Not stocked | 3KJ9007-4GA00 |  | 800 |  | SINOPLUS 3KJ |  |  | 1 | Price is MRP | 44
1565 | Siemens | Changeover Switch Accessories | Accessories and spares for 3KJ - Manual On Load Changeover Switch 3KJ | Spare Shaft ¦ 3KJ04 | Version: 3KJ04 |  |  |  |  | Spare Shaft | Not stocked | 3KJ9007-4GA00 |  | 800 |  | SINOPLUS 3KJ |  |  | 1 | Price is MRP | 44
1566 | Siemens | Changeover Switch Accessories | Accessories and spares for 3KJ - Manual On Load Changeover Switch 3KJ | Spare Shaft ¦ 3KJ05 | Version: 3KJ05 |  |  |  |  | Spare Shaft | Not stocked | 3KJ9007-5GA00 |  | 800 |  | SINOPLUS 3KJ |  |  | 1 | Price is MRP | 44
1567 | Siemens | Changeover Switch Accessories | Accessories and spares for 3KJ - Manual On Load Changeover Switch 3KJ | Spare Bridging bar ¦ Load side connection ¦ 3KJ03 | Version: 3KJ03 |  |  |  |  | Spare Bridging bar ¦ Load side connection | Not stocked | 3KJ9002-3BG00 |  | Upon request |  | SINOPLUS 3KJ |  |  | 1 | Price is MRP | 44
1568 | Siemens | Changeover Switch Accessories | Accessories and spares for 3KJ - Manual On Load Changeover Switch 3KJ | Spare Bridging bar ¦ Load side connection ¦ 3KJ04 | Version: 3KJ04 |  |  |  |  | Spare Bridging bar ¦ Load side connection | Not stocked | 3KJ9002-4BJ00 |  | Upon request |  | SINOPLUS 3KJ |  |  | 1 | Price is MRP | 44
1569 | Siemens | Changeover Switch Accessories | Accessories and spares for 3KJ - Manual On Load Changeover Switch 3KJ | Spare Bridging bar ¦ Load side connection ¦ 3KJ05 | Version: 3KJ05 |  |  |  |  | Spare Bridging bar ¦ Load side connection | Not stocked | 3KJ9002-5BL20 |  | Upon request |  | SINOPLUS 3KJ |  |  | 1 | Price is MRP | 44
1570 | Siemens | Changeover Switch Accessories | Accessories and spares for 3KJ - Manual On Load Changeover Switch 3KJ | Spare Bridging bar ¦ Load side connection ¦ 3KJ05 | Version: 3KJ05 |  |  |  |  | Spare Bridging bar ¦ Load side connection | Not stocked | 3KJ9002-5BL30 |  | Upon request |  | SINOPLUS 3KJ |  |  | 1 | Price is MRP | 44
1571 | Siemens | Changeover Switch Accessories | Accessories and spares for 3KJ - Manual On Load Changeover Switch 3KJ | Spare Bridging bar ¦ Load side connection ¦ 3KJ04 | Version: 3KJ04 |  |  |  |  | Spare Bridging bar ¦ Load side connection | Not stocked | 3KJ9002-4BK10 |  | Upon request |  | SINOPLUS 3KJ |  |  | 1 | Price is MRP | 44
1572 | Siemens | Changeover Switch Accessories | Accessories and spares for 3KJ - Manual On Load Changeover Switch 3KJ | Spare Bridging bar ¦ Load side connection ¦ 3KJ04 | Version: 3KJ04 |  |  |  |  | Spare Bridging bar ¦ Load side connection | Not stocked | 3KJ9002-4BK20 |  | Upon request |  | SINOPLUS 3KJ |  |  | 1 | Price is MRP | 44
1573 | Siemens | Changeover Switch Accessories | Accessories and spares for 3KJ - Manual On Load Changeover Switch 3KJ | Spare Bridging bar ¦ Load side connection ¦ 3KJ05 | Version: 3KJ05 |  |  |  |  | Spare Bridging bar ¦ Load side connection | Not stocked | 3KJ9002-5BM20 |  | Upon request |  | SINOPLUS 3KJ |  |  | 1 | Price is MRP | 44
1574 | Siemens | Changeover Switch Accessories | Accessories and spares for 3KJ - Manual On Load Changeover Switch 3KJ | Spare Bridging bar ¦ Load side connection ¦ 3KJ05 | Version: 3KJ05 |  |  |  |  | Spare Bridging bar ¦ Load side connection | Not stocked | 3KJ9002-5BM30 |  | Upon request |  | SINOPLUS 3KJ |  |  | 1 | Price is MRP | 44
1575 | Siemens | Changeover Switch Accessories | Accessories and spares for 3KJ - Manual On Load Changeover Switch 3KJ | Spare Bridging bar ¦ Load side connection ¦ 3KJ05 | Version: 3KJ05 |  |  |  |  | Spare Bridging bar ¦ Load side connection | Not stocked | 3KJ9002-5BN30 |  | Upon request |  | SINOPLUS 3KJ |  |  | 1 | Price is MRP | 44
1576 | Siemens | Changeover Switch Accessories | Accessories and spares for 3KJ - Manual On Load Changeover Switch 3KJ | Spare Bridging bar ¦ Load side connection ¦ 3KJ05 | Version: 3KJ05 |  |  |  |  | Spare Bridging bar ¦ Load side connection | Not stocked | 3KJ9002-5BN40 |  | Upon request |  | SINOPLUS 3KJ |  |  | 1 | Price is MRP | 44
1577 | Siemens | Changeover Switch Accessories | Accessories and spares for 3KJ - Manual On Load Changeover Switch 3KJ | Spare Bridging bar ¦ Load side connection ¦ 3KJ05 | Version: 3KJ05 |  |  |  |  | Spare Bridging bar ¦ Load side connection | Not stocked | 3KJ9002-5BN50 |  | Upon request |  | SINOPLUS 3KJ |  |  | 1 | Price is MRP | 44
1578 | Siemens | Changeover Switch Accessories | Accessories and spares for 3KJ - Manual On Load Changeover Switch 3KJ | Spare Bridging bar ¦ Line side connection ¦ 3KJ05 | Version: 3KJ05 |  |  |  |  | Spare Bridging bar ¦ Line side connection | Not stocked | 3KJ9002-5BN10 |  | Upon request |  | SINOPLUS 3KJ |  |  | 1 | Price is MRP | 44
1579 | Siemens | Changeover Switch Accessories | Accessories and spares for 3KJ - Manual On Load Changeover Switch 3KJ | Spare Bridging bar ¦ Line side connection ¦ 3KJ05 | Version: 3KJ05 |  |  |  |  | Spare Bridging bar ¦ Line side connection | Not stocked | 3KJ9002-5BN20 |  | Upon request |  | SINOPLUS 3KJ |  |  | 1 | Price is MRP | 44
1580 | Siemens | Changeover Switch Accessories | Accessories and spares for 3KJ - Manual On Load Changeover Switch 3KJ | 3) Spare pole | [5 empty] | 3) Spare pole | Not stocked | 3KJ9008-1HC00 |  | Upon request |  | SINOPLUS 3KJ |  |  | 1 | Price is MRP | 44
1581 | Siemens | Changeover Switch Accessories | Accessories and spares for 3KJ - Manual On Load Changeover Switch 3KJ | 3) Spare pole | [5 empty] | 3) Spare pole | Not stocked | 3KJ9008-2HE00 |  | Upon request |  | SINOPLUS 3KJ |  |  | 1 | Price is MRP | 44
1582 | Siemens | Changeover Switch Accessories | Accessories and spares for 3KJ - Manual On Load Changeover Switch 3KJ | 3) Spare pole | [5 empty] | 3) Spare pole | Not stocked | 3KJ9008-1HD00 |  | Upon request |  | SINOPLUS 3KJ |  |  | 1 | Price is MRP | 44
1583 | Siemens | Changeover Switch Accessories | Accessories and spares for 3KJ - Manual On Load Changeover Switch 3KJ | 3) Spare pole | [5 empty] | 3) Spare pole | Not stocked | 3KJ9008-2HF00 |  | Upon request |  | SINOPLUS 3KJ |  |  | 1 | Price is MRP | 44
1584 | Siemens | Changeover Switch Accessories | Accessories and spares for 3KJ - Manual On Load Changeover Switch 3KJ | 3) Spare pole | [5 empty] | 3) Spare pole | Not stocked | 3KJ9008-2HG00 |  | Upon request |  | SINOPLUS 3KJ |  |  | 1 | Price is MRP | 44
1585 | Siemens | Changeover Switch Accessories | Accessories and spares for 3KJ - Manual On Load Changeover Switch 3KJ | 3) Spare pole | [5 empty] | 3) Spare pole | Not stocked | 3KJ9008-2HH00 |  | Upon request |  | SINOPLUS 3KJ |  |  | 1 | Price is MRP | 44
1586 | Siemens | Changeover Switch Accessories | Accessories and spares for 3KJ - Manual On Load Changeover Switch 3KJ | Spare Bridging bar ¦ Load side connection | [5 empty] | Spare Bridging bar ¦ Load side connection | Not stocked | 3KJ9102-1BA00 |  | Upon request |  | SINOPLUS 3KJ |  |  | 1 | Price is MRP | 44
1587 | Siemens | Changeover Switch Accessories | Accessories and spares for 3KJ - Manual On Load Changeover Switch 3KJ | Spare Bridging bar ¦ Load side connection | [5 empty] | Spare Bridging bar ¦ Load side connection | Not stocked | 3KJ9002-1BB00 |  | Upon request |  | SINOPLUS 3KJ |  |  | 1 | Price is MRP | 44
1588 | Siemens | Changeover Switch Accessories | Accessories and spares for 3KJ - Manual On Load Changeover Switch 3KJ | Spare Bridging bar ¦ Load side connection | [5 empty] | Spare Bridging bar ¦ Load side connection | Not stocked | 3KJ9002-2BC00 |  | Upon request |  | SINOPLUS 3KJ |  |  | 1 | Price is MRP | 44
1589 | Siemens | Changeover Switch Accessories | Accessories and spares for 3KJ - Manual On Load Changeover Switch 3KJ | Spare Bridging bar ¦ Load side connection | [5 empty] | Spare Bridging bar ¦ Load side connection | Not stocked | 3KJ9002-2BD00 |  | Upon request |  | SINOPLUS 3KJ |  |  | 1 | Price is MRP | 44
1590 | Siemens | Changeover Switch Accessories | Accessories and spares for 3KJ - Manual On Load Changeover Switch 3KJ | Spare Bridging bar ¦ Load side connection | [5 empty] | Spare Bridging bar ¦ Load side connection | Not stocked | 3KJ9002-2BE00 |  | Upon request |  | SINOPLUS 3KJ |  |  | 1 | Price is MRP | 44
1591 | Siemens | Changeover Switch Accessories | Accessories and spares for 3KJ - Manual On Load Changeover Switch 3KJ | 3) Spare pole | [5 empty] | 3) Spare pole | Not stocked | 3KJ9008-3HJ00 |  | Upon request |  | SINOPLUS 3KJ |  |  | 1 | Price is MRP | 44
1592 | Siemens | Changeover Switch Accessories | Accessories and spares for 3KJ - Manual On Load Changeover Switch 3KJ | 3) Spare pole | [5 empty] | 3) Spare pole | Not stocked | 3KJ9008-4HL00 |  | Upon request |  | SINOPLUS 3KJ |  |  | 1 | Price is MRP | 44
1593 | Siemens | Changeover Switch Accessories | Accessories and spares for 3KJ - Manual On Load Changeover Switch 3KJ | 3) Spare pole | [5 empty] | 3) Spare pole | Not stocked | 3KJ9008-3HK00 |  | Upon request |  | SINOPLUS 3KJ |  |  | 1 | Price is MRP | 44
1594 | Siemens | Changeover Switch Accessories | Accessories and spares for 3KJ - Manual On Load Changeover Switch 3KJ | 3) Spare pole | [5 empty] | 3) Spare pole | Not stocked | 3KJ9008-4HM00 |  | Upon request |  | SINOPLUS 3KJ |  |  | 1 | Price is MRP | 44
1595 | Siemens | Changeover Switch Accessories | Accessories and spares for 3KJ - Manual On Load Changeover Switch 3KJ | 3) Spare pole | [5 empty] | 3) Spare pole | Not stocked | 3KJ9008-4HN00 |  | Upon request |  | SINOPLUS 3KJ |  |  | 1 | Price is MRP | 44
1596 | Siemens | Changeover Switch Accessories | Accessories and spares for 3KJ - Manual On Load Changeover Switch 3KJ | Spare Extended link | [5 empty] | Spare Extended link | Not stocked | 3KJ9012-4LA00 |  | Upon request |  | SINOPLUS 3KJ |  |  | 1 | Price is MRP | 44
1597 | Siemens | Changeover Switch Accessories | Accessories and spares for 3KJ - Manual On Load Changeover Switch 3KJ | Spare Extended link | [5 empty] | Spare Extended link | Not stocked | 3KJ9012-4LB00 |  | Upon request |  | SINOPLUS 3KJ |  |  | 1 | Price is MRP | 44
1598 | Siemens | Changeover Switch Accessories | Accessories and spares for 3KJ - Manual On Load Changeover Switch 3KJ | Spare Extended link | [5 empty] | Spare Extended link | Not stocked | 3KJ9012-4LC00 |  | Upon request |  | SINOPLUS 3KJ |  |  | 1 | Price is MRP | 44
1599 | Siemens | Changeover Switch Accessories | Accessories and spares for 3KJ - Manual On Load Changeover Switch 3KJ | Load side connection | [5 empty] | Load side connection | Not stocked | 3KJ9002-3BF00 |  | Upon request |  | SINOPLUS 3KJ |  |  | 1 | Price is MRP | 44
1600 | Siemens | Changeover Switch Accessories | Accessories and spares for 3KJ - Manual On Load Changeover Switch 3KJ | Load side connection | [5 empty] | Load side connection | Not stocked | 3KJ9002-4BH00 |  | Upon request |  | SINOPLUS 3KJ |  |  | 1 | Price is MRP | 44
1601 | Siemens | Switch Disconnector Fuse | Switch disconnector fuse 3KL8 - Superswitch 3KL8 | 20A | [6 empty] | Not stocked | 3KL8111-4TA00 |  | 7020 |  | Superswitch 3KL8 |  |  | 1 | Price is MRP | 46
1602 | Siemens | Switch Disconnector Fuse | Switch disconnector fuse 3KL8 - Superswitch 3KL8 | 20A | [6 empty] | Not stocked | 3KL8111-4TJ00 |  | 7135 |  | Superswitch 3KL8 |  |  | 1 | Price is MRP | 46
1603 | Siemens | Switch Disconnector Fuse | Switch disconnector fuse 3KL8 - Superswitch 3KL8 | 20A | [6 empty] | Not stocked | 3KL8111-4TC00 |  | 7290 |  | Superswitch 3KL8 |  |  | 1 | Price is MRP | 46
1604 | Siemens | Switch Disconnector Fuse | Switch disconnector fuse 3KL8 - Superswitch 3KL8 | 32A | [6 empty] | Not stocked | 3KL8121-4TA00 |  | 7265 |  | Superswitch 3KL8 |  |  | 1 | Price is MRP | 46
1605 | Siemens | Switch Disconnector Fuse | Switch disconnector fuse 3KL8 - Superswitch 3KL8 | 32A | [6 empty] | Not stocked | 3KL8121-4TJ00 |  | 7825 |  | Superswitch 3KL8 |  |  | 1 | Price is MRP | 46
1606 | Siemens | Switch Disconnector Fuse | Switch disconnector fuse 3KL8 - Superswitch 3KL8 | 32A | [6 empty] | Not stocked | 3KL8121-4TC00 |  | 7870 |  | Superswitch 3KL8 |  |  | 1 | Price is MRP | 46
1607 | Siemens | Switch Disconnector Fuse | Switch disconnector fuse 3KL8 - Superswitch 3KL8 | 63A | [6 empty] | Not stocked | 3KL8151-4TA00 |  | 9775 |  | Superswitch 3KL8 |  |  | 1 | Price is MRP | 46
1608 | Siemens | Switch Disconnector Fuse | Switch disconnector fuse 3KL8 - Superswitch 3KL8 | 63A | [6 empty] | Not stocked | 3KL8151-4TJ00 |  | 9915 |  | Superswitch 3KL8 |  |  | 1 | Price is MRP | 46
1609 | Siemens | Switch Disconnector Fuse | Switch disconnector fuse 3KL8 - Superswitch 3KL8 | 63A | [6 empty] | Not stocked | 3KL8151-4TC00 |  | 10320 |  | Superswitch 3KL8 |  |  | 1 | Price is MRP | 46
1610 | Siemens | Switch Disconnector Fuse | Switch disconnector fuse 3KL8 - Superswitch 3KL8 | 100A | [6 empty] | Not stocked | 3KL8171-4TA00 |  | 14675 |  | Superswitch 3KL8 |  |  | 1 | Price is MRP | 46
1611 | Siemens | Switch Disconnector Fuse | Switch disconnector fuse 3KL8 - Superswitch 3KL8 | 100A | [6 empty] | Not stocked | 3KL8211-4TA00 |  | 21085 |  | Superswitch 3KL8 |  |  | 1 | Price is MRP | 46
1612 | Siemens | Switch Disconnector Fuse | Switch disconnector fuse 3KL8 - Superswitch 3KL8 | 100A | [6 empty] | Not stocked | 3KL8211-4TJ00 |  | 22990 |  | Superswitch 3KL8 |  |  | 1 | Price is MRP | 46
1613 | Siemens | Switch Disconnector Fuse | Switch disconnector fuse 3KL8 - Superswitch 3KL8 | 125A | [6 empty] | Not stocked | 3KL8221-4TA00 |  | 25830 |  | Superswitch 3KL8 |  |  | 1 | Price is MRP | 46
1614 | Siemens | Switch Disconnector Fuse | Switch disconnector fuse 3KL8 - Superswitch 3KL8 | 125A | [6 empty] | Not stocked | 3KL8221-4TJ00 |  | 27370 |  | Superswitch 3KL8 |  |  | 1 | Price is MRP | 46
1615 | Siemens | Switch Disconnector Fuse | Switch disconnector fuse 3KL8 - Superswitch 3KL8 | 160A | [6 empty] | Not stocked | 3KL8231-4TA00 |  | 28680 |  | Superswitch 3KL8 |  |  | 1 | Price is MRP | 46
1616 | Siemens | Switch Disconnector Fuse | Switch disconnector fuse 3KL8 - Superswitch 3KL8 | 160A | [6 empty] | Not stocked | 3KL8231-4TJ00 |  | 33255 |  | Superswitch 3KL8 |  |  | 1 | Price is MRP | 46
1617 | Siemens | Switch Disconnector Fuse | Switch disconnector fuse 3KL8 - Superswitch 3KL8 | 200A | [6 empty] | Not stocked | 3KL8311-4UA00 |  | 41150 |  | Superswitch 3KL8 |  |  | 1 | Price is MRP | 46
1618 | Siemens | Switch Disconnector Fuse | Switch disconnector fuse 3KL8 - Superswitch 3KL8 | 200A | [6 empty] | Not stocked | 3KL8311-4UJ00 |  | 43200 |  | Superswitch 3KL8 |  |  | 1 | Price is MRP | 46
1619 | Siemens | Switch Disconnector Fuse | Switch disconnector fuse 3KL8 - Superswitch 3KL8 | 250A | [6 empty] | Not stocked | 3KL8321-4UA00 |  | 47945 |  | Superswitch 3KL8 |  |  | 1 | Price is MRP | 46
1620 | Siemens | Switch Disconnector Fuse | Switch disconnector fuse 3KL8 - Superswitch 3KL8 | 250A | [6 empty] | Not stocked | 3KL8321-4UJ00 |  | 51200 |  | Superswitch 3KL8 |  |  | 1 | Price is MRP | 46
1621 | Siemens | Switch Disconnector Fuse | Switch disconnector fuse 3KL8 - Superswitch 3KL8 | 315A | [6 empty] | Not stocked | 3KL8331-4UA00 |  | 57705 |  | Superswitch 3KL8 |  |  | 1 | Price is MRP | 46
1622 | Siemens | Switch Disconnector Fuse | Switch disconnector fuse 3KL8 - Superswitch 3KL8 | 315A | [6 empty] | Not stocked | 3KL8331-4UJ00 |  | 63175 |  | Superswitch 3KL8 |  |  | 1 | Price is MRP | 46
1623 | Siemens | Switch Disconnector Fuse | Switch disconnector fuse 3KL8 - Superswitch 3KL8 | 400A | [6 empty] | Not stocked | 3KL8341-4UA00 |  | 63495 |  | Superswitch 3KL8 |  |  | 1 | Price is MRP | 46
1624 | Siemens | Switch Disconnector Fuse | Switch disconnector fuse 3KL8 - Superswitch 3KL8 | 400A | [6 empty] | Not stocked | 3KL8341-4UJ00 |  | 72980 |  | Superswitch 3KL8 |  |  | 1 | Price is MRP | 46
1625 | Siemens | Switch Disconnector Fuse | Switch disconnector fuse 3KL8 - Superswitch 3KL8 | 500A | [6 empty] | Not stocked | 3KL8411-4UA00 |  | 103120 |  | Superswitch 3KL8 |  |  | 1 | Price is MRP | 46
1626 | Siemens | Switch Disconnector Fuse | Switch disconnector fuse 3KL8 - Superswitch 3KL8 | 500A | [6 empty] | Not stocked | 3KL8411-4UJ00 |  | 117625 |  | Superswitch 3KL8 |  |  | 1 | Price is MRP | 46
1627 | Siemens | Switch Disconnector Fuse | Switch disconnector fuse 3KL8 - Superswitch 3KL8 | 630A | [6 empty] | Not stocked | 3KL8421-4UA00 |  | 106915 |  | Superswitch 3KL8 |  |  | 1 | Price is MRP | 46
1628 | Siemens | Switch Disconnector Fuse | Switch disconnector fuse 3KL8 - Superswitch 3KL8 | 630A | [6 empty] | Not stocked | 3KL8421-4UJ00 |  | 121880 |  | Superswitch 3KL8 |  |  | 1 | Price is MRP | 46
1629 | Siemens | Switch Disconnector Fuse | Switch disconnector fuse 3KL8 - Superswitch 3KL8 | 800A $ | [6 empty] | Not stocked | 3KL8431-4UA00 |  | 126365 |  | Superswitch 3KL8 |  |  | 1 | Price is MRP | 46
1630 | Siemens | Switch Disconnector Fuse | Switch disconnector fuse 3KL8 - Superswitch 3KL8 | 800A $ | [6 empty] | Not stocked | 3KL8431-4UJ00 |  | 132065 |  | Superswitch 3KL8 |  |  | 1 | Price is MRP | 46
1631 | Siemens | Switch Disconnector Fuse | Switch disconnector fuse 3KL8 - Superswitch 3KL8 | 20A | [6 empty] | Not stocked | 3KL8111-5TA00 |  | 6235 |  | Superswitch 3KL8 |  |  | 1 | Price is MRP | 46
1632 | Siemens | Switch Disconnector Fuse | Switch disconnector fuse 3KL8 - Superswitch 3KL8 | 20A | [6 empty] | Not stocked | 3KL8111-5TJ00 |  | 6250 |  | Superswitch 3KL8 |  |  | 1 | Price is MRP | 46
1633 | Siemens | Switch Disconnector Fuse | Switch disconnector fuse 3KL8 - Superswitch 3KL8 | 20A | [6 empty] | Not stocked | 3KL8111-5TC00 |  | 6285 |  | Superswitch 3KL8 |  |  | 1 | Price is MRP | 46
1634 | Siemens | Switch Disconnector Fuse | Switch disconnector fuse 3KL8 - Superswitch 3KL8 | 32A | [6 empty] | Not stocked | 3KL8121-5TA00 |  | 6330 |  | Superswitch 3KL8 |  |  | 1 | Price is MRP | 46
1635 | Siemens | Switch Disconnector Fuse | Switch disconnector fuse 3KL8 - Superswitch 3KL8 | 32A | [6 empty] | Not stocked | 3KL8121-5TJ00 |  | 6370 |  | Superswitch 3KL8 |  |  | 1 | Price is MRP | 46
1636 | Siemens | Switch Disconnector Fuse | Switch disconnector fuse 3KL8 - Superswitch 3KL8 | 32A | [6 empty] | Not stocked | 3KL8121-5TC00 |  | 6425 |  | Superswitch 3KL8 |  |  | 1 | Price is MRP | 46
1637 | Siemens | Switch Disconnector Fuse | Switch disconnector fuse 3KL8 - Superswitch 3KL8 | 63A | [6 empty] | Not stocked | 3KL8151-5TA00 |  | 8500 |  | Superswitch 3KL8 |  |  | 1 | Price is MRP | 46
1638 | Siemens | Switch Disconnector Fuse | Switch disconnector fuse 3KL8 - Superswitch 3KL8 | 63A | [6 empty] | Not stocked | 3KL8151-5TJ00 |  | 8675 |  | Superswitch 3KL8 |  |  | 1 | Price is MRP | 46
1639 | Siemens | Switch Disconnector Fuse | Switch disconnector fuse 3KL8 - Superswitch 3KL8 | 63A | [6 empty] | Not stocked | 3KL8151-5TC00 |  | 8755 |  | Superswitch 3KL8 |  |  | 1 | Price is MRP | 46
1640 | Siemens | Switch Disconnector Fuse | Switch disconnector fuse 3KL8 - Superswitch 3KL8 | 100A | [6 empty] | Not stocked | 3KL8171-5TA00 |  | 12175 |  | Superswitch 3KL8 |  |  | 1 | Price is MRP | 46
1641 | Siemens | Switch Disconnector Fuse | Switch disconnector fuse 3KL8 - Superswitch 3KL8 | 100A | [6 empty] | Not stocked | 3KL8211-5TA00 |  | 16955 |  | Superswitch 3KL8 |  |  | 1 | Price is MRP | 46
1642 | Siemens | Switch Disconnector Fuse | Switch disconnector fuse 3KL8 - Superswitch 3KL8 | 100A | [6 empty] | Not stocked | 3KL8211-5TJ00 |  | 17105 |  | Superswitch 3KL8 |  |  | 1 | Price is MRP | 46
1643 | Siemens | Switch Disconnector Fuse | Switch disconnector fuse 3KL8 - Superswitch 3KL8 | 125A | [6 empty] | Not stocked | 3KL8221-5TA00 |  | 21825 |  | Superswitch 3KL8 |  |  | 1 | Price is MRP | 46
1644 | Siemens | Switch Disconnector Fuse | Switch disconnector fuse 3KL8 - Superswitch 3KL8 | 125A | [6 empty] | Not stocked | 3KL8221-5TJ00 |  | 21915 |  | Superswitch 3KL8 |  |  | 1 | Price is MRP | 46
1645 | Siemens | Switch Disconnector Fuse | Switch disconnector fuse 3KL8 - Superswitch 3KL8 | 160A | [6 empty] | Not stocked | 3KL8231-5TA00 |  | 23355 |  | Superswitch 3KL8 |  |  | 1 | Price is MRP | 46
1646 | Siemens | Switch Disconnector Fuse | Switch disconnector fuse 3KL8 - Superswitch 3KL8 | 160A | [6 empty] | Not stocked | 3KL8231-5TJ00 |  | 23455 |  | Superswitch 3KL8 |  |  | 1 | Price is MRP | 46
1647 | Siemens | Switch Disconnector Fuse | Switch disconnector fuse 3KL8 - Superswitch 3KL8 | 200A | [6 empty] | Not stocked | 3KL8311-5UA00 |  | 32050 |  | Superswitch 3KL8 |  |  | 1 | Price is MRP | 46
1648 | Siemens | Switch Disconnector Fuse | Switch disconnector fuse 3KL8 - Superswitch 3KL8 | 200A | [6 empty] | Not stocked | 3KL8311-5UJ00 |  | 33015 |  | Superswitch 3KL8 |  |  | 1 | Price is MRP | 46
1649 | Siemens | Switch Disconnector Fuse | Switch disconnector fuse 3KL8 - Superswitch 3KL8 | 250A | [6 empty] | Not stocked | 3KL8321-5UA00 |  | 36410 |  | Superswitch 3KL8 |  |  | 1 | Price is MRP | 46
1650 | Siemens | Switch Disconnector Fuse | Switch disconnector fuse 3KL8 - Superswitch 3KL8 | 250A | [6 empty] | Not stocked | 3KL8321-5UJ00 |  | 37395 |  | Superswitch 3KL8 |  |  | 1 | Price is MRP | 46
1651 | Siemens | Switch Disconnector Fuse | Switch disconnector fuse 3KL8 - Superswitch 3KL8 | 315A | [6 empty] | Not stocked | 3KL8331-5UA00 |  | 43350 |  | Superswitch 3KL8 |  |  | 1 | Price is MRP | 46
1652 | Siemens | Switch Disconnector Fuse | Switch disconnector fuse 3KL8 - Superswitch 3KL8 | 315A | [6 empty] | Not stocked | 3KL8331-5UJ00 |  | 44080 |  | Superswitch 3KL8 |  |  | 1 | Price is MRP | 46
1653 | Siemens | Switch Disconnector Fuse | Switch disconnector fuse 3KL8 - Superswitch 3KL8 | 400A | [6 empty] | Not stocked | 3KL8341-5UA00 |  | 52240 |  | Superswitch 3KL8 |  |  | 1 | Price is MRP | 46
1654 | Siemens | Switch Disconnector Fuse | Switch disconnector fuse 3KL8 - Superswitch 3KL8 | 400A | [6 empty] | Not stocked | 3KL8341-5UJ00 |  | 53015 |  | Superswitch 3KL8 |  |  | 1 | Price is MRP | 46
1655 | Siemens | Switch Disconnector Fuse | Switch disconnector fuse 3KL8 - Superswitch 3KL8 | 500A | [6 empty] | Not stocked | 3KL8411-5UA00 |  | 84025 |  | Superswitch 3KL8 |  |  | 1 | Price is MRP | 46
1656 | Siemens | Switch Disconnector Fuse | Switch disconnector fuse 3KL8 - Superswitch 3KL8 | 500A | [6 empty] | Not stocked | 3KL8411-5UJ00 |  | 85955 |  | Superswitch 3KL8 |  |  | 1 | Price is MRP | 46
1657 | Siemens | Switch Disconnector Fuse | Switch disconnector fuse 3KL8 - Superswitch 3KL8 | 630A | [6 empty] | Not stocked | 3KL8421-5UA00 |  | 88495 |  | Superswitch 3KL8 |  |  | 1 | Price is MRP | 46
1658 | Siemens | Switch Disconnector Fuse | Switch disconnector fuse 3KL8 - Superswitch 3KL8 | 630A | [6 empty] | Not stocked | 3KL8421-5UJ00 |  | 93095 |  | Superswitch 3KL8 |  |  | 1 | Price is MRP | 46
1659 | Siemens | Switch Disconnector Fuse | Switch disconnector fuse 3KL8 - Superswitch 3KL8 | $ 800A | [6 empty] | Not stocked | 3KL8431-5UA00 |  | 94365 |  | Superswitch 3KL8 |  |  | 1 | Price is MRP | 46
1660 | Siemens | Switch Disconnector Fuse | Switch disconnector fuse 3KL8 - Superswitch 3KL8 | $ 800A | [6 empty] | Not stocked | 3KL8431-5UJ00 |  | 100870 |  | Superswitch 3KL8 |  |  | 1 | Price is MRP | 46
1661 | Siemens | Switch Disconnector Fuse | Switch disconnector fuse 3KL8 - Superswitch 3KL8 | 20A | [6 empty] | Not stocked | 3KL8111-1TA00 |  | 6050 |  | Superswitch 3KL8 |  |  | 1 | Price is MRP | 46
1662 | Siemens | Switch Disconnector Fuse | Switch disconnector fuse 3KL8 - Superswitch 3KL8 | 32A | [6 empty] | Not stocked | 3KL8121-1TA00 |  | 6165 |  | Superswitch 3KL8 |  |  | 1 | Price is MRP | 46
1663 | Siemens | Switch Disconnector Fuse | Switch disconnector fuse 3KL8 - Superswitch 3KL8 | 63A | [6 empty] | Not stocked | 3KL8151-1TA00 |  | 8370 |  | Superswitch 3KL8 |  |  | 1 | Price is MRP | 46
1664 | Siemens | Switch Disconnector Fuse | Switch disconnector fuse 3KL8 - Superswitch 3KL8 | 100A | [6 empty] | Not stocked | 3KL8211-1TA00 |  | 16650 |  | Superswitch 3KL8 |  |  | 1 | Price is MRP | 46
1665 | Siemens | Switch Disconnector Fuse | Switch disconnector fuse 3KL8 - Superswitch 3KL8 | 125A | [6 empty] | Not stocked | 3KL8221-1TA00 |  | 21175 |  | Superswitch 3KL8 |  |  | 1 | Price is MRP | 46
1666 | Siemens | Switch Disconnector Fuse | Switch disconnector fuse 3KL8 - Superswitch 3KL8 | 160A | [6 empty] | Not stocked | 3KL8231-1TA00 |  | 22885 |  | Superswitch 3KL8 |  |  | 1 | Price is MRP | 46
1667 | Siemens | Switch Disconnector Fuse | Switch disconnector fuse 3KL8 - Superswitch 3KL8 | 200A | [6 empty] | Not stocked | 3KL8311-1UA00 |  | 31055 |  | Superswitch 3KL8 |  |  | 1 | Price is MRP | 46
1668 | Siemens | Switch Disconnector Fuse | Switch disconnector fuse 3KL8 - Superswitch 3KL8 | 250A | [6 empty] | Not stocked | 3KL8321-1UA00 |  | 36205 |  | Superswitch 3KL8 |  |  | 1 | Price is MRP | 46
1669 | Siemens | Switch Disconnector Fuse | Switch disconnector fuse 3KL8 - Superswitch 3KL8 | 315A | [6 empty] | Not stocked | 3KL8331-1UA00 |  | 42695 |  | Superswitch 3KL8 |  |  | 1 | Price is MRP | 46
1670 | Siemens | Switch Disconnector Fuse | Switch disconnector fuse 3KL8 - Superswitch 3KL8 | 400A | [6 empty] | Not stocked | 3KL8341-1UA00 |  | 51410 |  | Superswitch 3KL8 |  |  | 1 | Price is MRP | 46
1671 | Siemens | Switch Disconnector Fuse | Switch disconnector fuse 3KL8 - Superswitch 3KL8 | 500A | [6 empty] | Not stocked | 3KL8411-1UA00 |  | 82740 |  | Superswitch 3KL8 |  |  | 1 | Price is MRP | 46
1672 | Siemens | Switch Disconnector Fuse | Switch disconnector fuse 3KL8 - Superswitch 3KL8 | 630A | [6 empty] | Not stocked | 3KL8421-1UA00 |  | 87940 |  | Superswitch 3KL8 |  |  | 1 | Price is MRP | 46
1673 | Siemens | Switch Disconnector Fuse | Switch disconnector fuse 3KL8 - Superswitch 3KL8 | $ 800A | [6 empty] | Not stocked | 3KL8431-1UA00 |  | 93785 |  | Superswitch 3KL8 |  |  | 1 | Price is MRP | 46
1674 | Siemens | Switch Disconnector Fuse | Switch disconnector fuse 3KL8 - Switch disconnector fuse in SS^ Enclosure (factory fifitted)> | 20A DIN 3PN | Rated current I e 690V< 50Hz: 20A | Suitable fuse: DIN | Version: 3PN |  |  |  | Not stocked | 3KL8111-5TA10 |  | 13035 |  | Superswitch 3KL8 |  |  | 1 | Price is MRP | 47
1675 | Siemens | Switch Disconnector Fuse | Switch disconnector fuse 3KL8 - Switch disconnector fuse in SS^ Enclosure (factory fifitted)> | 20A DIN 4P | Rated current I e 690V< 50Hz: 20A | Suitable fuse: DIN | Version: 4P |  |  |  | Not stocked | 3KL8111-4TA10 |  | 15025 |  | Superswitch 3KL8 |  |  | 1 | Price is MRP | 47
1676 | Siemens | Switch Disconnector Fuse | Switch disconnector fuse 3KL8 - Switch disconnector fuse in SS^ Enclosure (factory fifitted)> | 20A BS 3PN | Rated current I e 690V< 50Hz: 20A | Suitable fuse: BS | Version: 3PN |  |  |  | Not stocked | 3KL8111-5TJ10 |  | 13150 |  | Superswitch 3KL8 |  |  | 1 | Price is MRP | 47
1677 | Siemens | Switch Disconnector Fuse | Switch disconnector fuse 3KL8 - Switch disconnector fuse in SS^ Enclosure (factory fifitted)> | 20A BS 4P | Rated current I e 690V< 50Hz: 20A | Suitable fuse: BS | Version: 4P |  |  |  | Not stocked | 3KL8111-4TJ10 |  | 15055 |  | Superswitch 3KL8 |  |  | 1 | Price is MRP | 47
1678 | Siemens | Switch Disconnector Fuse | Switch disconnector fuse 3KL8 - Switch disconnector fuse in SS^ Enclosure (factory fifitted)> | 20A CYL 3PN | Rated current I e 690V< 50Hz: 20A | Suitable fuse: CYL | Version: 3PN |  |  |  | Not stocked | 3KL8111-5TC10 |  | 13215 |  | Superswitch 3KL8 |  |  | 1 | Price is MRP | 47
1679 | Siemens | Switch Disconnector Fuse | Switch disconnector fuse 3KL8 - Switch disconnector fuse in SS^ Enclosure (factory fifitted)> | 20A CYL 4P | Rated current I e 690V< 50Hz: 20A | Suitable fuse: CYL | Version: 4P |  |  |  | Not stocked | 3KL8111-4TC10 |  | 15180 |  | Superswitch 3KL8 |  |  | 1 | Price is MRP | 47
1680 | Siemens | Switch Disconnector Fuse | Switch disconnector fuse 3KL8 - Switch disconnector fuse in SS^ Enclosure (factory fifitted)> | 32A DIN 3PN | Rated current I e 690V< 50Hz: 32A | Suitable fuse: DIN | Version: 3PN |  |  |  | Not stocked | 3KL8121-5TA10 |  | 13945 |  | Superswitch 3KL8 |  |  | 1 | Price is MRP | 47
1681 | Siemens | Switch Disconnector Fuse | Switch disconnector fuse 3KL8 - Switch disconnector fuse in SS^ Enclosure (factory fifitted)> | 32A DIN 4P | Rated current I e 690V< 50Hz: 32A | Suitable fuse: DIN | Version: 4P |  |  |  | Not stocked | 3KL8121-4TA10 |  | 15500 |  | Superswitch 3KL8 |  |  | 1 | Price is MRP | 47
1682 | Siemens | Switch Disconnector Fuse | Switch disconnector fuse 3KL8 - Switch disconnector fuse in SS^ Enclosure (factory fifitted)> | 32A BS 3PN | Rated current I e 690V< 50Hz: 32A | Suitable fuse: BS | Version: 3PN |  |  |  | Not stocked | 3KL8121-5TJ10 |  | 13985 |  | Superswitch 3KL8 |  |  | 1 | Price is MRP | 47
1683 | Siemens | Switch Disconnector Fuse | Switch disconnector fuse 3KL8 - Switch disconnector fuse in SS^ Enclosure (factory fifitted)> | 32A BS 4P | Rated current I e 690V< 50Hz: 32A | Suitable fuse: BS | Version: 4P |  |  |  | Not stocked | 3KL8121-4TJ10 |  | 15675 |  | Superswitch 3KL8 |  |  | 1 | Price is MRP | 47
1684 | Siemens | Switch Disconnector Fuse | Switch disconnector fuse 3KL8 - Switch disconnector fuse in SS^ Enclosure (factory fifitted)> | 32A CYL 3PN | Rated current I e 690V< 50Hz: 32A | Suitable fuse: CYL | Version: 3PN |  |  |  | Not stocked | 3KL8121-5TC10 |  | 14055 |  | Superswitch 3KL8 |  |  | 1 | Price is MRP | 47
1685 | Siemens | Switch Disconnector Fuse | Switch disconnector fuse 3KL8 - Switch disconnector fuse in SS^ Enclosure (factory fifitted)> | 32A CYL 4P | Rated current I e 690V< 50Hz: 32A | Suitable fuse: CYL | Version: 4P |  |  |  | Not stocked | 3KL8121-4TC10 |  | 15730 |  | Superswitch 3KL8 |  |  | 1 | Price is MRP | 47
1686 | Siemens | Switch Disconnector Fuse | Switch disconnector fuse 3KL8 - Switch disconnector fuse in SS^ Enclosure (factory fifitted)> | 63A DIN 3PN | Rated current I e 690V< 50Hz: 63A | Suitable fuse: DIN | Version: 3PN |  |  |  | Not stocked | 3KL8151-5TA10 |  | 15485 |  | Superswitch 3KL8 |  |  | 1 | Price is MRP | 47
1687 | Siemens | Switch Disconnector Fuse | Switch disconnector fuse 3KL8 - Switch disconnector fuse in SS^ Enclosure (factory fifitted)> | 63A DIN 4P | Rated current I e 690V< 50Hz: 63A | Suitable fuse: DIN | Version: 4P |  |  |  | Not stocked | 3KL8151-4TA10 |  | 18270 |  | Superswitch 3KL8 |  |  | 1 | Price is MRP | 47
1688 | Siemens | Switch Disconnector Fuse | Switch disconnector fuse 3KL8 - Switch disconnector fuse in SS^ Enclosure (factory fifitted)> | 63A BS 3PN | Rated current I e 690V< 50Hz: 63A | Suitable fuse: BS | Version: 3PN |  |  |  | Not stocked | 3KL8151-5TJ10 |  | 15540 |  | Superswitch 3KL8 |  |  | 1 | Price is MRP | 47
1689 | Siemens | Switch Disconnector Fuse | Switch disconnector fuse 3KL8 - Switch disconnector fuse in SS^ Enclosure (factory fifitted)> | 63A BS 4P | Rated current I e 690V< 50Hz: 63A | Suitable fuse: BS | Version: 4P |  |  |  | Not stocked | 3KL8151-4TJ10 |  | 18725 |  | Superswitch 3KL8 |  |  | 1 | Price is MRP | 47
1690 | Siemens | Switch Disconnector Fuse | Switch disconnector fuse 3KL8 - Switch disconnector fuse in SS^ Enclosure (factory fifitted)> | 63A CYL 3PN | Rated current I e 690V< 50Hz: 63A | Suitable fuse: CYL | Version: 3PN |  |  |  | Not stocked | 3KL8151-5TC10 |  | 15665 |  | Superswitch 3KL8 |  |  | 1 | Price is MRP | 47
1691 | Siemens | Switch Disconnector Fuse | Switch disconnector fuse 3KL8 - Switch disconnector fuse in SS^ Enclosure (factory fifitted)> | 63A CYL 4P | Rated current I e 690V< 50Hz: 63A | Suitable fuse: CYL | Version: 4P |  |  |  | Not stocked | 3KL8151-4TC10 |  | 18790 |  | Superswitch 3KL8 |  |  | 1 | Price is MRP | 47
1692 | Siemens | Switch Disconnector Fuse | Switch disconnector fuse 3KL8 - Switch disconnector fuse in SS^ Enclosure (factory fifitted)> | 100A DIN 3PN | Rated current I e 690V< 50Hz: 100A | Suitable fuse: DIN | Version: 3PN |  |  |  | Not stocked | 3KL8211-5TA10 |  | 24825 |  | Superswitch 3KL8 |  |  | 1 | Price is MRP | 47
1693 | Siemens | Switch Disconnector Fuse | Switch disconnector fuse 3KL8 - Switch disconnector fuse in SS^ Enclosure (factory fifitted)> | 100A DIN 4P | Rated current I e 690V< 50Hz: 100A | Suitable fuse: DIN | Version: 4P |  |  |  | Not stocked | 3KL8211-4TA10 |  | 29430 |  | Superswitch 3KL8 |  |  | 1 | Price is MRP | 47
1694 | Siemens | Switch Disconnector Fuse | Switch disconnector fuse 3KL8 - Switch disconnector fuse in SS^ Enclosure (factory fifitted)> | 100A BS 3PN | Rated current I e 690V< 50Hz: 100A | Suitable fuse: BS | Version: 3PN |  |  |  | Not stocked | 3KL8211-5TJ10 |  | 25555 |  | Superswitch 3KL8 |  |  | 1 | Price is MRP | 47
1695 | Siemens | Switch Disconnector Fuse | Switch disconnector fuse 3KL8 - Switch disconnector fuse in SS^ Enclosure (factory fifitted)> | 100A BS 4P | Rated current I e 690V< 50Hz: 100A | Suitable fuse: BS | Version: 4P |  |  |  | Not stocked | 3KL8211-4TJ10 |  | 29725 |  | Superswitch 3KL8 |  |  | 1 | Price is MRP | 47
1696 | Siemens | Switch Disconnector Fuse | Switch disconnector fuse 3KL8 - Switch disconnector fuse in SS^ Enclosure (factory fifitted)> | 125A DIN 3PN | Rated current I e 690V< 50Hz: 125A | Suitable fuse: DIN | Version: 3PN |  |  |  | Not stocked | 3KL8221-5TA10 |  | 29415 |  | Superswitch 3KL8 |  |  | 1 | Price is MRP | 47
1697 | Siemens | Switch Disconnector Fuse | Switch disconnector fuse 3KL8 - Switch disconnector fuse in SS^ Enclosure (factory fifitted)> | 125A DIN 4P | Rated current I e 690V< 50Hz: 125A | Suitable fuse: DIN | Version: 4P |  |  |  | Not stocked | 3KL8221-4TA10 |  | 35440 |  | Superswitch 3KL8 |  |  | 1 | Price is MRP | 47
1698 | Siemens | Switch Disconnector Fuse | Switch disconnector fuse 3KL8 - Switch disconnector fuse in SS^ Enclosure (factory fifitted)> | 125A BS 3PN | Rated current I e 690V< 50Hz: 125A | Suitable fuse: BS | Version: 3PN |  |  |  | Not stocked | 3KL8221-5TJ10 |  | 29640 |  | Superswitch 3KL8 |  |  | 1 | Price is MRP | 47
1699 | Siemens | Switch Disconnector Fuse | Switch disconnector fuse 3KL8 - Switch disconnector fuse in SS^ Enclosure (factory fifitted)> | 125A BS 4P | Rated current I e 690V< 50Hz: 125A | Suitable fuse: BS | Version: 4P |  |  |  | Not stocked | 3KL8221-4TJ10 |  | 36560 |  | Superswitch 3KL8 |  |  | 1 | Price is MRP | 47
1700 | Siemens | Switch Disconnector Fuse | Switch disconnector fuse 3KL8 - Switch disconnector fuse in SS^ Enclosure (factory fifitted)> | 160A DIN 3PN | Rated current I e 690V< 50Hz: 160A | Suitable fuse: DIN | Version: 3PN |  |  |  | Not stocked | 3KL8231-5TA10 |  | 31565 |  | Superswitch 3KL8 |  |  | 1 | Price is MRP | 47
1701 | Siemens | Switch Disconnector Fuse | Switch disconnector fuse 3KL8 - Switch disconnector fuse in SS^ Enclosure (factory fifitted)> | 160A DIN 4P | Rated current I e 690V< 50Hz: 160A | Suitable fuse: DIN | Version: 4P |  |  |  | Not stocked | 3KL8231-4TA10 |  | 38960 |  | Superswitch 3KL8 |  |  | 1 | Price is MRP | 47
1702 | Siemens | Switch Disconnector Fuse | Switch disconnector fuse 3KL8 - Switch disconnector fuse in SS^ Enclosure (factory fifitted)> | 160A BS 3PN | Rated current I e 690V< 50Hz: 160A | Suitable fuse: BS | Version: 3PN |  |  |  | Not stocked | 3KL8231-5TJ10 |  | 31805 |  | Superswitch 3KL8 |  |  | 1 | Price is MRP | 47
1703 | Siemens | Switch Disconnector Fuse | Switch disconnector fuse 3KL8 - Switch disconnector fuse in SS^ Enclosure (factory fifitted)> | 160A BS 4P | Rated current I e 690V< 50Hz: 160A | Suitable fuse: BS | Version: 4P |  |  |  | Not stocked | 3KL8231-4TJ10 |  | 39220 |  | Superswitch 3KL8 |  |  | 1 | Price is MRP | 47
1704 | Siemens | Switch Disconnector Fuse | Switch disconnector fuse 3KL8 - Switch disconnector fuse in SS^ Enclosure (factory fifitted)> | 200A DIN 3PN | Rated current I e 690V< 50Hz: 200A | Suitable fuse: DIN | Version: 3PN |  |  |  | Not stocked | 3KL8311-5UA10 |  | 45515 |  | Superswitch 3KL8 |  |  | 1 | Price is MRP | 47
1705 | Siemens | Switch Disconnector Fuse | Switch disconnector fuse 3KL8 - Switch disconnector fuse in SS^ Enclosure (factory fifitted)> | 200A DIN 4P | Rated current I e 690V< 50Hz: 200A | Suitable fuse: DIN | Version: 4P |  |  |  | Not stocked | 3KL8311-4UA10 |  | 63610 |  | Superswitch 3KL8 |  |  | 1 | Price is MRP | 47
1706 | Siemens | Switch Disconnector Fuse | Switch disconnector fuse 3KL8 - Switch disconnector fuse in SS^ Enclosure (factory fifitted)> | 200A BS 3PN | Rated current I e 690V< 50Hz: 200A | Suitable fuse: BS | Version: 3PN |  |  |  | Not stocked | 3KL8311-5UJ10 |  | 45875 |  | Superswitch 3KL8 |  |  | 1 | Price is MRP | 47
1707 | Siemens | Switch Disconnector Fuse | Switch disconnector fuse 3KL8 - Switch disconnector fuse in SS^ Enclosure (factory fifitted)> | 200A BS 4P | Rated current I e 690V< 50Hz: 200A | Suitable fuse: BS | Version: 4P |  |  |  | Not stocked | 3KL8311-4UJ10 |  | 65070 |  | Superswitch 3KL8 |  |  | 1 | Price is MRP | 47
1708 | Siemens | Switch Disconnector Fuse | Switch disconnector fuse 3KL8 - Switch disconnector fuse in SS^ Enclosure (factory fifitted)> | 250A DIN 3PN | Rated current I e 690V< 50Hz: 250A | Suitable fuse: DIN | Version: 3PN |  |  |  | Not stocked | 3KL8321-5UA10 |  | 51605 |  | Superswitch 3KL8 |  |  | 1 | Price is MRP | 47
1709 | Siemens | Switch Disconnector Fuse | Switch disconnector fuse 3KL8 - Switch disconnector fuse in SS^ Enclosure (factory fifitted)> | 250A DIN 4P | Rated current I e 690V< 50Hz: 250A | Suitable fuse: DIN | Version: 4P |  |  |  | Not stocked | 3KL8321-4UA10 |  | 67730 |  | Superswitch 3KL8 |  |  | 1 | Price is MRP | 47
1710 | Siemens | Switch Disconnector Fuse | Switch disconnector fuse 3KL8 - Switch disconnector fuse in SS^ Enclosure (factory fifitted)> | 250A BS 3PN | Rated current I e 690V< 50Hz: 250A | Suitable fuse: BS | Version: 3PN |  |  |  | Not stocked | 3KL8321-5UJ10 |  | 51960 |  | Superswitch 3KL8 |  |  | 1 | Price is MRP | 47
1711 | Siemens | Switch Disconnector Fuse | Switch disconnector fuse 3KL8 - Switch disconnector fuse in SS^ Enclosure (factory fifitted)> | 250A BS 4P | Rated current I e 690V< 50Hz: 250A | Suitable fuse: BS | Version: 4P |  |  |  | Not stocked | 3KL8321-4UJ10 |  | 68210 |  | Superswitch 3KL8 |  |  | 1 | Price is MRP | 47
1712 | Siemens | Switch Disconnector Fuse | Switch disconnector fuse 3KL8 - Switch disconnector fuse in SS^ Enclosure (factory fifitted)> | 315A DIN 3PN | Rated current I e 690V< 50Hz: 315A | Suitable fuse: DIN | Version: 3PN |  |  |  | Not stocked | 3KL8331-5UA10 |  | 61385 |  | Superswitch 3KL8 |  |  | 1 | Price is MRP | 47
1713 | Siemens | Switch Disconnector Fuse | Switch disconnector fuse 3KL8 - Switch disconnector fuse in SS^ Enclosure (factory fifitted)> | 315A DIN 4P | Rated current I e 690V< 50Hz: 315A | Suitable fuse: DIN | Version: 4P |  |  |  | Not stocked | 3KL8331-4UA10 |  | 80620 |  | Superswitch 3KL8 |  |  | 1 | Price is MRP | 47
1714 | Siemens | Switch Disconnector Fuse | Switch disconnector fuse 3KL8 - Switch disconnector fuse in SS^ Enclosure (factory fifitted)> | 315A BS 3PN | Rated current I e 690V< 50Hz: 315A | Suitable fuse: BS | Version: 3PN |  |  |  | Not stocked | 3KL8331-5UJ10 |  | 61720 |  | Superswitch 3KL8 |  |  | 1 | Price is MRP | 47
1715 | Siemens | Switch Disconnector Fuse | Switch disconnector fuse 3KL8 - Switch disconnector fuse in SS^ Enclosure (factory fifitted)> | 315A BS 4P | Rated current I e 690V< 50Hz: 315A | Suitable fuse: BS | Version: 4P |  |  |  | Not stocked | 3KL8331-4UJ10 |  | 81015 |  | Superswitch 3KL8 |  |  | 1 | Price is MRP | 47
1716 | Siemens | Switch Disconnector Fuse | Switch disconnector fuse 3KL8 - Switch disconnector fuse in SS^ Enclosure (factory fifitted)> | 400A DIN 3PN | Rated current I e 690V< 50Hz: 400A | Suitable fuse: DIN | Version: 3PN |  |  |  | Not stocked | 3KL8341-5UA10 |  | 70800 |  | Superswitch 3KL8 |  |  | 1 | Price is MRP | 47
1717 | Siemens | Switch Disconnector Fuse | Switch disconnector fuse 3KL8 - Switch disconnector fuse in SS^ Enclosure (factory fifitted)> | 400A DIN 4P | Rated current I e 690V< 50Hz: 400A | Suitable fuse: DIN | Version: 4P |  |  |  | Not stocked | 3KL8341-4UA10 |  | 90395 |  | Superswitch 3KL8 |  |  | 1 | Price is MRP | 47
1718 | Siemens | Switch Disconnector Fuse | Switch disconnector fuse 3KL8 - Switch disconnector fuse in SS^ Enclosure (factory fifitted)> | 400A BS 3PN | Rated current I e 690V< 50Hz: 400A | Suitable fuse: BS | Version: 3PN |  |  |  | Not stocked | 3KL8341-5UJ10 |  | 71710 |  | Superswitch 3KL8 |  |  | 1 | Price is MRP | 47
1719 | Siemens | Switch Disconnector Fuse | Switch disconnector fuse 3KL8 - Switch disconnector fuse in SS^ Enclosure (factory fifitted)> | 400A BS 4P | Rated current I e 690V< 50Hz: 400A | Suitable fuse: BS | Version: 4P |  |  |  | Not stocked | 3KL8341-4UJ10 |  | 90775 |  | Superswitch 3KL8 |  |  | 1 | Price is MRP | 47
1720 | Siemens | Switch Disconnector Fuse | Switch disconnector fuse 3KL8 - Switch disconnector fuse in SS^ Enclosure (factory fifitted)> | 500A DIN 3PN | Rated current I e 690V< 50Hz: 500A | Suitable fuse: DIN | Version: 3PN |  |  |  | Not stocked | 3KL8411-5UA10 |  | 105435 |  | Superswitch 3KL8 |  |  | 1 | Price is MRP | 47
1721 | Siemens | Switch Disconnector Fuse | Switch disconnector fuse 3KL8 - Switch disconnector fuse in SS^ Enclosure (factory fifitted)> | 500A DIN 4P | Rated current I e 690V< 50Hz: 500A | Suitable fuse: DIN | Version: 4P |  |  |  | Not stocked | 3KL8411-4UA10 |  | 132950 |  | Superswitch 3KL8 |  |  | 1 | Price is MRP | 47
1722 | Siemens | Switch Disconnector Fuse | Switch disconnector fuse 3KL8 - Switch disconnector fuse in SS^ Enclosure (factory fifitted)> | 500A BS 3PN | Rated current I e 690V< 50Hz: 500A | Suitable fuse: BS | Version: 3PN |  |  |  | Not stocked | 3KL8411-5UJ10 |  | 105750 |  | Superswitch 3KL8 |  |  | 1 | Price is MRP | 47
1723 | Siemens | Switch Disconnector Fuse | Switch disconnector fuse 3KL8 - Switch disconnector fuse in SS^ Enclosure (factory fifitted)> | 500A BS 4P | Rated current I e 690V< 50Hz: 500A | Suitable fuse: BS | Version: 4P |  |  |  | Not stocked | 3KL8411-4UJ10 |  | 134380 |  | Superswitch 3KL8 |  |  | 1 | Price is MRP | 47
1724 | Siemens | Switch Disconnector Fuse | Switch disconnector fuse 3KL8 - Switch disconnector fuse in SS^ Enclosure (factory fifitted)> | 630A DIN 3PN | Rated current I e 690V< 50Hz: 630A | Suitable fuse: DIN | Version: 3PN |  |  |  | Not stocked | 3KL8421-5UA10 |  | 111005 |  | Superswitch 3KL8 |  |  | 1 | Price is MRP | 47
1725 | Siemens | Switch Disconnector Fuse | Switch disconnector fuse 3KL8 - Switch disconnector fuse in SS^ Enclosure (factory fifitted)> | 630A DIN 4P | Rated current I e 690V< 50Hz: 630A | Suitable fuse: DIN | Version: 4P |  |  |  | Not stocked | 3KL8421-4UA10 |  | 141185 |  | Superswitch 3KL8 |  |  | 1 | Price is MRP | 47
1726 | Siemens | Switch Disconnector Fuse | Switch disconnector fuse 3KL8 - Switch disconnector fuse in SS^ Enclosure (factory fifitted)> | 630A BS 3PN | Rated current I e 690V< 50Hz: 630A | Suitable fuse: BS | Version: 3PN |  |  |  | Not stocked | 3KL8421-5UJ10 |  | 111320 |  | Superswitch 3KL8 |  |  | 1 | Price is MRP | 47
1727 | Siemens | Switch Disconnector Fuse | Switch disconnector fuse 3KL8 - Switch disconnector fuse in SS^ Enclosure (factory fifitted)> | 630A BS 4P | Rated current I e 690V< 50Hz: 630A | Suitable fuse: BS | Version: 4P |  |  |  | Not stocked | 3KL8421-4UJ10 |  | 141595 |  | Superswitch 3KL8 |  |  | 1 | Price is MRP | 47
1728 | Siemens | Switch Disconnector Fuse | Switch disconnector fuse 3KL8 - Switch disconnector fuse in SS^ Enclosure (factory fifitted)> | 800A DIN 3PN | Rated current I e 690V< 50Hz: 800A | Suitable fuse: DIN | Version: 3PN |  |  |  | Not stocked | 3KL8431-5UA10 |  | 119160 |  | Superswitch 3KL8 |  |  | 1 | Price is MRP | 47
1729 | Siemens | Switch Disconnector Fuse | Switch disconnector fuse 3KL8 - Switch disconnector fuse in SS^ Enclosure (factory fifitted)> | 800A DIN 4P | Rated current I e 690V< 50Hz: 800A | Suitable fuse: DIN | Version: 4P |  |  |  | Not stocked | 3KL8431-4UA10 |  | 151565 |  | Superswitch 3KL8 |  |  | 1 | Price is MRP | 47
1730 | Siemens | Switch Disconnector Fuse | Switch disconnector fuse 3KL8 - Switch disconnector fuse in SS^ Enclosure (factory fifitted)> | 800A BS 3PN | Rated current I e 690V< 50Hz: 800A | Suitable fuse: BS | Version: 3PN |  |  |  | Not stocked | 3KL8431-5UJ10 |  | 119475 |  | Superswitch 3KL8 |  |  | 1 | Price is MRP | 47
1731 | Siemens | Switch Disconnector Fuse | Switch disconnector fuse 3KL8 - Switch disconnector fuse in SS^ Enclosure (factory fifitted)> | 800A BS 4P | Rated current I e 690V< 50Hz: 800A | Suitable fuse: BS | Version: 4P |  |  |  | Not stocked | 3KL8431-4UJ10 |  | 151965 |  | Superswitch 3KL8 |  |  | 1 | Price is MRP | 47
1732 | Siemens | Enclosure | Switch disconnector fuse 3KL8 - SS ^ Enclosure for 3LK8/ 3KA8 | 20A-160A Enclosure | Rated current I e 690V 50Hz: 20A-160A | Version: Enclosure |  |  |  |  | Not stocked | 3KX8235-4AC |  | 8855 |  | Superswitch 3KL8 |  |  | 1 | Price is MRP | 47
1733 | Siemens | Enclosure | Switch disconnector fuse 3KL8 - SS ^ Enclosure for 3LK8/ 3KA8 | 200A-400A Enclosure | Rated current I e 690V 50Hz: 200A-400A | Version: Enclosure |  |  |  |  | Not stocked | 3KX8345-4AC |  | 11790 |  | Superswitch 3KL8 |  |  | 1 | Price is MRP | 47
1734 | Siemens | Enclosure | Switch disconnector fuse 3KL8 - SS ^ Enclosure for 3LK8/ 3KA8 | 500A-800A Enclosure | Rated current I e 690V 50Hz: 500A-800A | Version: Enclosure |  |  |  |  | Not stocked | 3KX8435-4AC |  | 19325 |  | Superswitch 3KL8 | 1) |  | 1 | Price is MRP | 47
1735 | Siemens | Enclosure | Switch disconnector fuse 3KL8 - SS ^ Enclosure for 3LK8/ 3KA8 | 200A-800A Enclosure | Rated current I e 690V 50Hz: 200A-800A | Version: Enclosure |  |  |  |  | Not stocked | 3KX8435-4AG |  | 33185 |  | Superswitch 3KL8 | 2) |  | 1 | Price is MRP | 47
1736 | Siemens | Switch Disconnector Fuse | Switch disconnector fuse 3KL8 - Superswitch 3KL8 | 20A @ | [6 empty] | Not stocked | 3KL8111-2TA00 |  | 5635 |  | Superswitch 3KL8 |  |  | 1 | Price is MRP | 47
1737 | Siemens | Switch Disconnector Fuse | Switch disconnector fuse 3KL8 - Superswitch 3KL8 | 20A @ | [6 empty] | Not stocked | 3KL8111-2TC00 |  | 5750 |  | Superswitch 3KL8 |  |  | 1 | Price is MRP | 47
1738 | Siemens | Switch Disconnector Fuse | Switch disconnector fuse 3KL8 - Superswitch 3KL8 | @ 32A | [6 empty] | Not stocked | 3KL8121-2TA00 |  | 5750 |  | Superswitch 3KL8 |  |  | 1 | Price is MRP | 47
1739 | Siemens | Switch Disconnector Fuse | Switch disconnector fuse 3KL8 - Superswitch 3KL8 | @ 32A | [6 empty] | Not stocked | 3KL8121-2TC00 |  | 5995 |  | Superswitch 3KL8 |  |  | 1 | Price is MRP | 47
1740 | Siemens | Switch Disconnector Fuse | Switch disconnector fuse 3KL8 - Superswitch 3KL8 | 63A @ | [6 empty] | Not stocked | 3KL8151-2TA00 |  | 7480 |  | Superswitch 3KL8 |  |  | 1 | Price is MRP | 47
1741 | Siemens | Switch Disconnector Fuse | Switch disconnector fuse 3KL8 - Superswitch 3KL8 | 63A @ | [6 empty] | Not stocked | 3KL8151-2TC00 |  | 7545 |  | Superswitch 3KL8 |  |  | 1 | Price is MRP | 47
1742 | Siemens | Switch Disconnector Fuse | Switch disconnector fuse 3KL8 - Superswitch 3KL8 | @ 100A | [6 empty] | Not stocked | 3KL8171-2TA00 |  | 11570 |  | Superswitch 3KL8 |  |  | 1 | Price is MRP | 47
1743 | Siemens | Switch Disconnector Fuse | Switch disconnector fuse 3KL8 - Superswitch 3KL8 | 100A | [6 empty] | Not stocked | 3KL8211-2TA00 |  | 15925 |  | Superswitch 3KL8 |  |  | 1 | Price is MRP | 47
1744 | Siemens | Switch Disconnector Fuse | Switch disconnector fuse 3KL8 - Superswitch 3KL8 | 100A | [6 empty] | Not stocked | 3KL8211-2TJ00 |  | 16290 |  | Superswitch 3KL8 |  |  | 1 | Price is MRP | 47
1745 | Siemens | Switch Disconnector Fuse | Switch disconnector fuse 3KL8 - Superswitch 3KL8 | 125A | [6 empty] | Not stocked | 3KL8221-2TA00 |  | 18455 |  | Superswitch 3KL8 |  |  | 1 | Price is MRP | 47
1746 | Siemens | Switch Disconnector Fuse | Switch disconnector fuse 3KL8 - Superswitch 3KL8 | 125A | [6 empty] | Not stocked | 3KL8221-2TJ00 |  | 20100 |  | Superswitch 3KL8 |  |  | 1 | Price is MRP | 47
1747 | Siemens | Switch Disconnector Fuse | Switch disconnector fuse 3KL8 - Superswitch 3KL8 | 160A | [6 empty] | Not stocked | 3KL8231-2TA00 |  | 19190 |  | Superswitch 3KL8 |  |  | 1 | Price is MRP | 47
1748 | Siemens | Switch Disconnector Fuse | Switch disconnector fuse 3KL8 - Superswitch 3KL8 | 160A | [6 empty] | Not stocked | 3KL8231-2TJ00 |  | 21655 |  | Superswitch 3KL8 |  |  | 1 | Price is MRP | 47
1749 | Siemens | Switch Disconnector Fuse | Switch disconnector fuse 3KL8 - Superswitch 3KL8 | 200A | [6 empty] | Not stocked | 3KL8311-2UA00 |  | 27890 |  | Superswitch 3KL8 |  |  | 1 | Price is MRP | 47
1750 | Siemens | Switch Disconnector Fuse | Switch disconnector fuse 3KL8 - Superswitch 3KL8 | 200A | [6 empty] | Not stocked | 3KL8311-2UJ00 |  | 30485 |  | Superswitch 3KL8 |  |  | 1 | Price is MRP | 47
1751 | Siemens | Switch Disconnector Fuse | Switch disconnector fuse 3KL8 - Superswitch 3KL8 | 250A | [6 empty] | Not stocked | 3KL8321-2UA00 |  | 30375 |  | Superswitch 3KL8 |  |  | 1 | Price is MRP | 47
1752 | Siemens | Switch Disconnector Fuse | Switch disconnector fuse 3KL8 - Superswitch 3KL8 | 250A | [6 empty] | Not stocked | 3KL8321-2UJ00 |  | 33660 |  | Superswitch 3KL8 |  |  | 1 | Price is MRP | 47
1753 | Siemens | Switch Disconnector Fuse | Switch disconnector fuse 3KL8 - Superswitch 3KL8 | 315A | [6 empty] | Not stocked | 3KL8331-2UA00 |  | 36965 |  | Superswitch 3KL8 |  |  | 1 | Price is MRP | 47
1754 | Siemens | Switch Disconnector Fuse | Switch disconnector fuse 3KL8 - Superswitch 3KL8 | 315A | [6 empty] | Not stocked | 3KL8331-2UJ00 |  | 39210 |  | Superswitch 3KL8 |  |  | 1 | Price is MRP | 47
1755 | Siemens | Switch Disconnector Fuse | Switch disconnector fuse 3KL8 - Superswitch 3KL8 | 400A | [6 empty] | Not stocked | 3KL8341-2UA00 |  | 44030 |  | Superswitch 3KL8 |  |  | 1 | Price is MRP | 47
1756 | Siemens | Switch Disconnector Fuse | Switch disconnector fuse 3KL8 - Superswitch 3KL8 | 400A | [6 empty] | Not stocked | 3KL8341-2UJ00 |  | 46290 |  | Superswitch 3KL8 |  |  | 1 | Price is MRP | 47
1757 | Siemens | Switch Disconnector Fuse | Switch disconnector fuse 3KL8 - Superswitch 3KL8 | 500A | [6 empty] | Not stocked | 3KL8411-2UA00 |  | 69530 |  | Superswitch 3KL8 |  |  | 1 | Price is MRP | 47
1758 | Siemens | Switch Disconnector Fuse | Switch disconnector fuse 3KL8 - Superswitch 3KL8 | 500A | [6 empty] | Not stocked | 3KL8411-2UJ00 |  | 80960 |  | Superswitch 3KL8 |  |  | 1 | Price is MRP | 47
1759 | Siemens | Switch Disconnector Fuse | Switch disconnector fuse 3KL8 - Superswitch 3KL8 | 630A | [6 empty] | Not stocked | 3KL8421-2UA00 |  | 71120 |  | Superswitch 3KL8 |  |  | 1 | Price is MRP | 47
1760 | Siemens | Switch Disconnector Fuse | Switch disconnector fuse 3KL8 - Superswitch 3KL8 | 630A | [6 empty] | Not stocked | 3KL8421-2UJ00 |  | 82140 |  | Superswitch 3KL8 |  |  | 1 | Price is MRP | 47
1761 | Siemens | Switch Disconnector Fuse | Switch disconnector fuse 3KL8 - Superswitch 3KL8 | $ 800A | [6 empty] | Not stocked | 3KL8431-2UA00 |  | 92510 |  | Superswitch 3KL8 |  |  | 1 | Price is MRP | 47
1762 | Siemens | Switch Disconnector Fuse | Switch disconnector fuse 3KL8 - Superswitch 3KL8 | $ 800A | [6 empty] | Not stocked | 3KL8431-2UJ00 |  | 92820 |  | Superswitch 3KL8 |  |  | 1 | Price is MRP | 47
1763 | Siemens | Switch Disconnector | Switch disconnector 3KA8 - Switch Disconnector: 3KA8 for power distribution (in Open Execution) | 63A 2P | Rated current I e 690V 50Hz: 63A | Version: 2P |  |  |  |  | Not stocked | 3KA8151-2TE00 |  | 6590 |  | Superswitch 3KA8 |  |  | 1 | Price is MRP | 48
1764 | Siemens | Switch Disconnector | Switch disconnector 3KA8 - Switch Disconnector: 3KA8 for power distribution (in Open Execution) | 63A 3PN | Rated current I e 690V 50Hz: 63A | Version: 3PN |  |  |  |  | Not stocked | 3KA8151-5TE00 |  | 7950 |  | Superswitch 3KA8 |  |  | 1 | Price is MRP | 48
1765 | Siemens | Switch Disconnector | Switch disconnector 3KA8 - Switch Disconnector: 3KA8 for power distribution (in Open Execution) | 63A 4P | Rated current I e 690V 50Hz: 63A | Version: 4P |  |  |  |  | Not stocked | 3KA8151-4TE00 |  | 11305 |  | Superswitch 3KA8 |  |  | 1 | Price is MRP | 48
1766 | Siemens | Switch Disconnector | Switch disconnector 3KA8 - Switch Disconnector: 3KA8 for power distribution (in Open Execution) | 100A 3PN | Rated current I e 690V 50Hz: 100A | Version: 3PN |  |  |  |  | Not stocked | 3KA8171-5TE00 |  | 12360 |  | Superswitch 3KA8 |  |  | 1 | Price is MRP | 48
1767 | Siemens | Switch Disconnector | Switch disconnector 3KA8 - Switch Disconnector: 3KA8 for power distribution (in Open Execution) | 100A 4P | Rated current I e 690V 50Hz: 100A | Version: 4P |  |  |  |  | Not stocked | 3KA8171-4TE00 |  | 22740 |  | Superswitch 3KA8 |  |  | 1 | Price is MRP | 48
1768 | Siemens | Switch Disconnector | Switch disconnector 3KA8 - Switch Disconnector: 3KA8 for power distribution (in Open Execution) | 100A 2P | Rated current I e 690V 50Hz: 100A | Version: 2P |  |  |  |  | Not stocked | 3KA8211-2TE00 |  | 11535 |  | Superswitch 3KA8 |  |  | 1 | Price is MRP | 48
1769 | Siemens | Switch Disconnector | Switch disconnector 3KA8 - Switch Disconnector: 3KA8 for power distribution (in Open Execution) | 100A 3PN | Rated current I e 690V 50Hz: 100A | Version: 3PN |  |  |  |  | Not stocked | 3KA8211-5TE00 |  | 15720 |  | Superswitch 3KA8 |  |  | 1 | Price is MRP | 48
1770 | Siemens | Switch Disconnector | Switch disconnector 3KA8 - Switch Disconnector: 3KA8 for power distribution (in Open Execution) | 100A 4P | Rated current I e 690V 50Hz: 100A | Version: 4P |  |  |  |  | Not stocked | 3KA8211-4TE00 |  | 26290 |  | Superswitch 3KA8 |  |  | 1 | Price is MRP | 48
1771 | Siemens | Switch Disconnector | Switch disconnector 3KA8 - Switch Disconnector: 3KA8 for power distribution (in Open Execution) | 125A 2P | Rated current I e 690V 50Hz: 125A | Version: 2P |  |  |  |  | Not stocked | 3KA8221-2TE00 |  | 14480 |  | Superswitch 3KA8 |  |  | 1 | Price is MRP | 48
1772 | Siemens | Switch Disconnector | Switch disconnector 3KA8 - Switch Disconnector: 3KA8 for power distribution (in Open Execution) | 125A 3PN | Rated current I e 690V 50Hz: 125A | Version: 3PN |  |  |  |  | Not stocked | 3KA8221-5TE00 |  | 18055 |  | Superswitch 3KA8 |  |  | 1 | Price is MRP | 48
1773 | Siemens | Switch Disconnector | Switch disconnector 3KA8 - Switch Disconnector: 3KA8 for power distribution (in Open Execution) | 125A 4P | Rated current I e 690V 50Hz: 125A | Version: 4P |  |  |  |  | Not stocked | 3KA8221-4TE00 |  | 28240 |  | Superswitch 3KA8 |  |  | 1 | Price is MRP | 48
1774 | Siemens | Switch Disconnector | Switch disconnector 3KA8 - Switch Disconnector: 3KA8 for power distribution (in Open Execution) | 160A 2P | Rated current I e 690V 50Hz: 160A | Version: 2P |  |  |  |  | Not stocked | 3KA8231-2TE00 |  | 19300 |  | Superswitch 3KA8 |  |  | 1 | Price is MRP | 48
1775 | Siemens | Switch Disconnector | Switch disconnector 3KA8 - Switch Disconnector: 3KA8 for power distribution (in Open Execution) | 160A 3PN | Rated current I e 690V 50Hz: 160A | Version: 3PN |  |  |  |  | Not stocked | 3KA8231-5TE00 |  | 23490 |  | Superswitch 3KA8 |  |  | 1 | Price is MRP | 48
1776 | Siemens | Switch Disconnector | Switch disconnector 3KA8 - Switch Disconnector: 3KA8 for power distribution (in Open Execution) | 160A 4P | Rated current I e 690V 50Hz: 160A | Version: 4P |  |  |  |  | Not stocked | 3KA8231-4TE00 |  | 35580 |  | Superswitch 3KA8 |  |  | 1 | Price is MRP | 48
1777 | Siemens | Switch Disconnector | Switch disconnector 3KA8 - Switch Disconnector: 3KA8 for power distribution (in Open Execution) | 200A 2P | Rated current I e 690V 50Hz: 200A | Version: 2P |  |  |  |  | Not stocked | 3KA8311-2UE00 |  | 24535 |  | Superswitch 3KA8 |  |  | 1 | Price is MRP | 48
1778 | Siemens | Switch Disconnector | Switch disconnector 3KA8 - Switch Disconnector: 3KA8 for power distribution (in Open Execution) | 200A 3PN | Rated current I e 690V 50Hz: 200A | Version: 3PN |  |  |  |  | Not stocked | 3KA8311-5UE00 |  | 30335 |  | Superswitch 3KA8 |  |  | 1 | Price is MRP | 48
1779 | Siemens | Switch Disconnector | Switch disconnector 3KA8 - Switch Disconnector: 3KA8 for power distribution (in Open Execution) | 200A 4P | Rated current I e 690V 50Hz: 200A | Version: 4P |  |  |  |  | Not stocked | 3KA8311-4UE00 |  | 41295 |  | Superswitch 3KA8 |  |  | 1 | Price is MRP | 48
1780 | Siemens | Switch Disconnector | Switch disconnector 3KA8 - Switch Disconnector: 3KA8 for power distribution (in Open Execution) | 250A 2P | Rated current I e 690V 50Hz: 250A | Version: 2P |  |  |  |  | Not stocked | 3KA8321-2UE00 |  | 26850 |  | Superswitch 3KA8 |  |  | 1 | Price is MRP | 48
1781 | Siemens | Switch Disconnector | Switch disconnector 3KA8 - Switch Disconnector: 3KA8 for power distribution (in Open Execution) | 250A 3PN | Rated current I e 690V 50Hz: 250A | Version: 3PN |  |  |  |  | Not stocked | 3KA8321-5UE00 |  | 32030 |  | Superswitch 3KA8 |  |  | 1 | Price is MRP | 48
1782 | Siemens | Switch Disconnector | Switch disconnector 3KA8 - Switch Disconnector: 3KA8 for power distribution (in Open Execution) | 250A 4P | Rated current I e 690V 50Hz: 250A | Version: 4P |  |  |  |  | Not stocked | 3KA8321-4UE00 |  | 50725 |  | Superswitch 3KA8 |  |  | 1 | Price is MRP | 48
1783 | Siemens | Switch Disconnector | Switch disconnector 3KA8 - Switch Disconnector: 3KA8 for power distribution (in Open Execution) | 400A 2P | Rated current I e 690V 50Hz: 400A | Version: 2P |  |  |  |  | Not stocked | 3KA8341-2UE00 |  | 37245 |  | Superswitch 3KA8 |  |  | 1 | Price is MRP | 48
1784 | Siemens | Switch Disconnector | Switch disconnector 3KA8 - Switch Disconnector: 3KA8 for power distribution (in Open Execution) | 400A 3PN | Rated current I e 690V 50Hz: 400A | Version: 3PN |  |  |  |  | Not stocked | 3KA8341-5UE00 |  | 47360 |  | Superswitch 3KA8 |  |  | 1 | Price is MRP | 48
1785 | Siemens | Switch Disconnector | Switch disconnector 3KA8 - Switch Disconnector: 3KA8 for power distribution (in Open Execution) | 400A 4P | Rated current I e 690V 50Hz: 400A | Version: 4P |  |  |  |  | Not stocked | 3KA8341-4UE00 |  | 69140 |  | Superswitch 3KA8 |  |  | 1 | Price is MRP | 48
1786 | Siemens | Switch Disconnector Accessories | Switch disconnector 3KA8 - Refer the OIS for changes in dimension Accessories for Superswitch 3KL8 / 3KA8 | Fuse cover ¦ 2P DIN 3KL81 11/21/51/71 3KA81 51/71 | Pole: 2P | Fuse: DIN | Version: 3KL81 11/21/51/71 3KA81 51/71 |  |  | Fuse cover | Not stocked | 3KX8150-0AE |  | 575 |  | Superswitch 3KA8 | 5) |  | 1 | Price is MRP | 48
1787 | Siemens | Switch Disconnector Accessories | Switch disconnector 3KA8 - Refer the OIS for changes in dimension Accessories for Superswitch 3KL8 / 3KA8 | Fuse cover ¦ 2P DIN 3KL82 11/21/31 3KA82 11/21/31 | Pole: 2P | Fuse: DIN | Version: 3KL82 11/21/31 3KA82 11/21/31 |  |  | Fuse cover | Not stocked | 3KX8230-0JF |  | 1410 |  | Superswitch 3KA8 |  |  | 1 | Price is MRP | 48
1788 | Siemens | Switch Disconnector Accessories | Switch disconnector 3KA8 - Refer the OIS for changes in dimension Accessories for Superswitch 3KL8 / 3KA8 | Fuse cover ¦ 2P DIN 3KL83 11/21/31/41 3KA83 11/21/41 | Pole: 2P | Fuse: DIN | Version: 3KL83 11/21/31/41 3KA83 11/21/41 |  |  | Fuse cover | Not stocked | 3KX8340-0AF |  | 2070 |  | Superswitch 3KA8 |  |  | 1 | Price is MRP | 48
1789 | Siemens | Switch Disconnector Accessories | Switch disconnector 3KA8 - Refer the OIS for changes in dimension Accessories for Superswitch 3KL8 / 3KA8 | Fuse cover ¦ 2P DIN 3KL84 11/21/31 3KA84 2/3/4/5/6 | Pole: 2P | Fuse: DIN | Version: 3KL84 11/21/31 3KA84 2/3/4/5/6 |  |  | Fuse cover | Not stocked | 3KX8430-0JF |  | 2935 |  | Superswitch 3KA8 |  |  | 1 | Price is MRP | 48
1790 | Siemens | Switch Disconnector Accessories | Switch disconnector 3KA8 - Refer the OIS for changes in dimension Accessories for Superswitch 3KL8 / 3KA8 | 2P ¦ BS 3KL81 11/21/51/71 3KA81 51/71 | Fuse: BS | Version: 3KL81 11/21/51/71 3KA81 51/71 |  |  |  | 2P | Not stocked | 3KX8150-0AE |  | 575 |  | Superswitch 3KA8 | 5) |  | 1 | Price is MRP | 48
1791 | Siemens | Switch Disconnector Accessories | Switch disconnector 3KA8 - Refer the OIS for changes in dimension Accessories for Superswitch 3KL8 / 3KA8 | 2P ¦ BS 3KL82 11/21/31 3KA82 11/21/31 | Fuse: BS | Version: 3KL82 11/21/31 3KA82 11/21/31 |  |  |  | 2P | Not stocked | 3KX8230-0HF |  | 1410 |  | Superswitch 3KA8 |  |  | 1 | Price is MRP | 48
1792 | Siemens | Switch Disconnector Accessories | Switch disconnector 3KA8 - Refer the OIS for changes in dimension Accessories for Superswitch 3KL8 / 3KA8 | 2P ¦ BS 3KL83 11/21/31/41 3KA83 11/21/41 | Fuse: BS | Version: 3KL83 11/21/31/41 3KA83 11/21/41 |  |  |  | 2P | Not stocked | 3KX8340-0AF |  | 2070 |  | Superswitch 3KA8 |  |  | 1 | Price is MRP | 48
1793 | Siemens | Switch Disconnector Accessories | Switch disconnector 3KA8 - Refer the OIS for changes in dimension Accessories for Superswitch 3KL8 / 3KA8 | 2P ¦ BS 3KL84 11/21/31 3KA84 2/3/4/5/6 | Fuse: BS | Version: 3KL84 11/21/31 3KA84 2/3/4/5/6 |  |  |  | 2P | Not stocked | 3KX8430-0HF |  | 2935 |  | Superswitch 3KA8 |  |  | 1 | Price is MRP | 48
1794 | Siemens | Switch Disconnector Accessories | Switch disconnector 3KA8 - Refer the OIS for changes in dimension Accessories for Superswitch 3KL8 / 3KA8 | 3P ¦ DIN 3KL81 11/21/51/71 3KA81 51/71 | Fuse: DIN | Version: 3KL81 11/21/51/71 3KA81 51/71 |  |  |  | 3P | Not stocked | 3KX8150-0AE |  | 575 |  | Superswitch 3KA8 | 5) |  | 1 | Price is MRP | 48
1795 | Siemens | Switch Disconnector Accessories | Switch disconnector 3KA8 - Refer the OIS for changes in dimension Accessories for Superswitch 3KL8 / 3KA8 | 3P ¦ DIN 3KL82 11/21/31 3KA82 11/21/31 | Fuse: DIN | Version: 3KL82 11/21/31 3KA82 11/21/31 |  |  |  | 3P | Not stocked | 3KX8230-0JE |  | 1410 |  | Superswitch 3KA8 |  |  | 1 | Price is MRP | 48
1796 | Siemens | Switch Disconnector Accessories | Switch disconnector 3KA8 - Refer the OIS for changes in dimension Accessories for Superswitch 3KL8 / 3KA8 | 3P ¦ DIN 3KL83 11/21/31/41 3KA83 11/21/41 | Fuse: DIN | Version: 3KL83 11/21/31/41 3KA83 11/21/41 |  |  |  | 3P | Not stocked | 3KX8340-0AE |  | 2070 |  | Superswitch 3KA8 |  |  | 1 | Price is MRP | 48
1797 | Siemens | Switch Disconnector Accessories | Switch disconnector 3KA8 - Refer the OIS for changes in dimension Accessories for Superswitch 3KL8 / 3KA8 | 3P ¦ DIN 3KL84 11/21/31 3KA84 2/3/4/5/6 | Fuse: DIN | Version: 3KL84 11/21/31 3KA84 2/3/4/5/6 |  |  |  | 3P | Not stocked | 3KX8430-0JE |  | 2935 |  | Superswitch 3KA8 |  |  | 1 | Price is MRP | 48
1798 | Siemens | Switch Disconnector Accessories | Switch disconnector 3KA8 - Refer the OIS for changes in dimension Accessories for Superswitch 3KL8 / 3KA8 | 3P ¦ BS 3KL82 11/21/31 3KA82 11/21/31 | Fuse: BS | Version: 3KL82 11/21/31 3KA82 11/21/31 |  |  |  | 3P | Not stocked | 3KX8230-0HE |  | 1410 |  | Superswitch 3KA8 |  |  | 1 | Price is MRP | 48
1799 | Siemens | Switch Disconnector Accessories | Switch disconnector 3KA8 - Refer the OIS for changes in dimension Accessories for Superswitch 3KL8 / 3KA8 | 3P ¦ BS 3KL83 11/21/31/41 3KA83 11/21/41 | Fuse: BS | Version: 3KL83 11/21/31/41 3KA83 11/21/41 |  |  |  | 3P | Not stocked | 3KX8340-0AE |  | 2070 |  | Superswitch 3KA8 |  |  | 1 | Price is MRP | 48
1800 | Siemens | Switch Disconnector Accessories | Switch disconnector 3KA8 - Refer the OIS for changes in dimension Accessories for Superswitch 3KL8 / 3KA8 | 3P ¦ BS 3KL84 11/21/31 3KA84 2/3/4/5/6 | Fuse: BS | Version: 3KL84 11/21/31 3KA84 2/3/4/5/6 |  |  |  | 3P | Not stocked | 3KX8430-0HE |  | 2935 |  | Superswitch 3KA8 |  |  | 1 | Price is MRP | 48
1801 | Siemens | Switch Disconnector Accessories | Switch disconnector 3KA8 - Refer the OIS for changes in dimension Accessories for Superswitch 3KL8 / 3KA8 | 4P ¦ DIN 3KL81 11/21/51/71 3KA81 51/71 | Fuse: DIN | Version: 3KL81 11/21/51/71 3KA81 51/71 |  |  |  | 4P | Not stocked | 3KX8150-0AG |  | 985 |  | Superswitch 3KA8 | 5) |  | 1 | Price is MRP | 48
1802 | Siemens | Switch Disconnector Accessories | Switch disconnector 3KA8 - Refer the OIS for changes in dimension Accessories for Superswitch 3KL8 / 3KA8 | 4P ¦ DIN 3KL82 11/21/31 3KA82 11/21/31 | Fuse: DIN | Version: 3KL82 11/21/31 3KA82 11/21/31 |  |  |  | 4P | Not stocked | 3KX8230-0JG |  | 1410 |  | Superswitch 3KA8 |  |  | 1 | Price is MRP | 48
1803 | Siemens | Switch Disconnector Accessories | Switch disconnector 3KA8 - Refer the OIS for changes in dimension Accessories for Superswitch 3KL8 / 3KA8 | 4P ¦ DIN 3KL83 11/21/31/41 3KA83 11/21/41 | Fuse: DIN | Version: 3KL83 11/21/31/41 3KA83 11/21/41 |  |  |  | 4P | Not stocked | 3KX8340-0AG |  | 2070 |  | Superswitch 3KA8 |  |  | 1 | Price is MRP | 48
1804 | Siemens | Switch Disconnector Accessories | Switch disconnector 3KA8 - Refer the OIS for changes in dimension Accessories for Superswitch 3KL8 / 3KA8 | 4P ¦ DIN 3KL84 11/21/31 3KA84 2/3/4/5/6 | Fuse: DIN | Version: 3KL84 11/21/31 3KA84 2/3/4/5/6 |  |  |  | 4P | Not stocked | 3KX8430-0JG |  | 2935 |  | Superswitch 3KA8 |  |  | 1 | Price is MRP | 48
1805 | Siemens | Switch Disconnector Accessories | Switch disconnector 3KA8 - Refer the OIS for changes in dimension Accessories for Superswitch 3KL8 / 3KA8 | 4P ¦ BS 3KL81 11/21/51/71 3KA81 51/71 | Fuse: BS | Version: 3KL81 11/21/51/71 3KA81 51/71 |  |  |  | 4P | Not stocked | 3KX8150-0AG |  | 985 |  | Superswitch 3KA8 | 5) |  | 1 | Price is MRP | 48
1806 | Siemens | Switch Disconnector Accessories | Switch disconnector 3KA8 - Refer the OIS for changes in dimension Accessories for Superswitch 3KL8 / 3KA8 | 4P ¦ BS 3KL82 11/21/31 3KA82 11/21/31 | Fuse: BS | Version: 3KL82 11/21/31 3KA82 11/21/31 |  |  |  | 4P | Not stocked | 3KX8230-0HG |  | 1410 |  | Superswitch 3KA8 |  |  | 1 | Price is MRP | 48
1807 | Siemens | Switch Disconnector Accessories | Switch disconnector 3KA8 - Refer the OIS for changes in dimension Accessories for Superswitch 3KL8 / 3KA8 | 4P ¦ BS 3KL83 11/21/31/41 3KA83 11/21/41 | Fuse: BS | Version: 3KL83 11/21/31/41 3KA83 11/21/41 |  |  |  | 4P | Not stocked | 3KX8340-0AG |  | 2070 |  | Superswitch 3KA8 |  |  | 1 | Price is MRP | 48
1808 | Siemens | Switch Disconnector Accessories | Switch disconnector 3KA8 - Refer the OIS for changes in dimension Accessories for Superswitch 3KL8 / 3KA8 | 4P ¦ BS 3KL84 11/21/31 3KA84 2/3/4/5/6 | Fuse: BS | Version: 3KL84 11/21/31 3KA84 2/3/4/5/6 |  |  |  | 4P | Not stocked | 3KX8430-0HG |  | 2935 |  | Superswitch 3KA8 |  |  | 1 | Price is MRP | 48
1809 | Siemens | Switch Disconnector Accessories | Switch disconnector 3KA8 - Refer the OIS for changes in dimension Accessories for Superswitch 3KL8 / 3KA8 | Terminal cover (1set = 2pieces) ¦ 2P 3KL81 11/21/51/71 3KA81 51/71 | Pole: 2P | Version: 3KL81 11/21/51/71 3KA81 51/71 |  |  |  | Terminal cover (1set = 2pieces) | Not stocked | 3KX8151-0AE |  | 295 |  | Superswitch 3KA8 |  |  | 1 | Price is MRP | 48
1810 | Siemens | Switch Disconnector Accessories | Switch disconnector 3KA8 - Refer the OIS for changes in dimension Accessories for Superswitch 3KL8 / 3KA8 | Terminal cover (1set = 2pieces) ¦ 2P 3KL82 11/21/31 3KA82 11/21/31 | Pole: 2P | Version: 3KL82 11/21/31 3KA82 11/21/31 |  |  |  | Terminal cover (1set = 2pieces) | Not stocked | 3KX8231-0AF |  | 1200 |  | Superswitch 3KA8 |  |  | 1 | Price is MRP | 48
1811 | Siemens | Switch Disconnector Accessories | Switch disconnector 3KA8 - Refer the OIS for changes in dimension Accessories for Superswitch 3KL8 / 3KA8 | Terminal cover (1set = 2pieces) ¦ 2P 3KL83 11/21/31/41 3KA83 11/21/41 | Pole: 2P | Version: 3KL83 11/21/31/41 3KA83 11/21/41 |  |  |  | Terminal cover (1set = 2pieces) | Not stocked | 3KX8341-0AF |  | 2255 |  | Superswitch 3KA8 |  |  | 1 | Price is MRP | 48
1812 | Siemens | Switch Disconnector Accessories | Switch disconnector 3KA8 - Refer the OIS for changes in dimension Accessories for Superswitch 3KL8 / 3KA8 | Terminal cover (1set = 2pieces) ¦ 2P 3KL84 11/21/31 3KA84 2/3/4/5/6 | Pole: 2P | Version: 3KL84 11/21/31 3KA84 2/3/4/5/6 |  |  |  | Terminal cover (1set = 2pieces) | Not stocked | 3KX8431-0AF |  | 2645 |  | Superswitch 3KA8 |  |  | 1 | Price is MRP | 48
1813 | Siemens | Switch Disconnector Accessories | Switch disconnector 3KA8 - Refer the OIS for changes in dimension Accessories for Superswitch 3KL8 / 3KA8 | 3P ¦ 3KL81 11/21/51/71 3KA81 51/71 | Version: 3KL81 11/21/51/71 3KA81 51/71 |  |  |  |  | 3P | Not stocked | 3KX8151-0AE |  | 295 |  | Superswitch 3KA8 |  |  | 1 | Price is MRP | 48
1814 | Siemens | Switch Disconnector Accessories | Switch disconnector 3KA8 - Refer the OIS for changes in dimension Accessories for Superswitch 3KL8 / 3KA8 | 3P ¦ 3KL82 11/21/31 3KA82 11/21/31 | Version: 3KL82 11/21/31 3KA82 11/21/31 |  |  |  |  | 3P | Not stocked | 3KX8231-0AE |  | 1200 |  | Superswitch 3KA8 |  |  | 1 | Price is MRP | 48
1815 | Siemens | Switch Disconnector Accessories | Switch disconnector 3KA8 - Refer the OIS for changes in dimension Accessories for Superswitch 3KL8 / 3KA8 | 3P ¦ 3KL83 11/21/31/41 3KA83 11/21/41 | Version: 3KL83 11/21/31/41 3KA83 11/21/41 |  |  |  |  | 3P | Not stocked | 3KX8341-0AE |  | 2255 |  | Superswitch 3KA8 |  |  | 1 | Price is MRP | 48
1816 | Siemens | Switch Disconnector Accessories | Switch disconnector 3KA8 - Refer the OIS for changes in dimension Accessories for Superswitch 3KL8 / 3KA8 | 3P ¦ 3KL84 11/21/31 3KA84 2/3/4/5/6 | Version: 3KL84 11/21/31 3KA84 2/3/4/5/6 |  |  |  |  | 3P | Not stocked | 3KX8431-0AE |  | 2645 |  | Superswitch 3KA8 |  |  | 1 | Price is MRP | 48
1817 | Siemens | Switch Disconnector Accessories | Switch disconnector 3KA8 - Refer the OIS for changes in dimension Accessories for Superswitch 3KL8 / 3KA8 | 4P ¦ 3KL81 11/21/51/71 3KA81 51/71 | Version: 3KL81 11/21/51/71 3KA81 51/71 |  |  |  |  | 4P | Not stocked | 3KX8151-0AG |  | 1045 |  | Superswitch 3KA8 |  |  | 1 | Price is MRP | 48
1818 | Siemens | Switch Disconnector Accessories | Switch disconnector 3KA8 - Refer the OIS for changes in dimension Accessories for Superswitch 3KL8 / 3KA8 | 4P ¦ 3KL82 11/21/31 3KA82 11/21/31 | Version: 3KL82 11/21/31 3KA82 11/21/31 |  |  |  |  | 4P | Not stocked | 3KX8231-0AG |  | 1200 |  | Superswitch 3KA8 |  |  | 1 | Price is MRP | 48
1819 | Siemens | Switch Disconnector Accessories | Switch disconnector 3KA8 - Refer the OIS for changes in dimension Accessories for Superswitch 3KL8 / 3KA8 | 4P ¦ 3KL83 11/21/31/41 3KA83 11/21/41 | Version: 3KL83 11/21/31/41 3KA83 11/21/41 |  |  |  |  | 4P | Not stocked | 3KX8341-0AG |  | 2255 |  | Superswitch 3KA8 |  |  | 1 | Price is MRP | 48
1820 | Siemens | Switch Disconnector Accessories | Switch disconnector 3KA8 - Refer the OIS for changes in dimension Accessories for Superswitch 3KL8 / 3KA8 | 4P ¦ 3KL84 11/21/31 3KA84 2/3/4/5/6 | Version: 3KL84 11/21/31 3KA84 2/3/4/5/6 |  |  |  |  | 4P | Not stocked | 3KX8431-0AG |  | 2645 |  | Superswitch 3KA8 |  |  | 1 | Price is MRP | 48
1821 | Siemens | Switch Disconnector Accessories | Switch disconnector 3KA8 - Refer the OIS for changes in dimension Accessories for Superswitch 3KL8 / 3KA8 | Phase barrier ¦ DIN/ BS/ Cylindrical 3KL81 11/21/51/71 3KA81 51/71 | Fuse: DIN/ BS/ Cylindrical | Version: 3KL81 11/21/51/71 3KA81 51/71 |  |  |  | Phase barrier | Not stocked | 3KX8153-0AE |  | 115 |  | Superswitch 3KA8 |  |  | 1 | Price is MRP | 48
1822 | Siemens | Switch Disconnector Accessories | Switch disconnector 3KA8 - Refer the OIS for changes in dimension Accessories for Superswitch 3KL8 / 3KA8 | Phase barrier ¦ DIN/ BS/ Cylindrical 3KL82 11/21/31 3KA82 11/21/31 | Fuse: DIN/ BS/ Cylindrical | Version: 3KL82 11/21/31 3KA82 11/21/31 |  |  |  | Phase barrier | Not stocked | 3KX8153-0AE |  | 115 |  | Superswitch 3KA8 | (DIN) |  | 1 | Price is MRP | 48
1823 | Siemens | Switch Disconnector Accessories | Switch disconnector 3KA8 - Refer the OIS for changes in dimension Accessories for Superswitch 3KL8 / 3KA8 | Phase barrier ¦ DIN/ BS/ Cylindrical 3KL83 11/21/31/41 3KA83 11/21/41 | Fuse: DIN/ BS/ Cylindrical | Version: 3KL83 11/21/31/41 3KA83 11/21/41 |  |  |  | Phase barrier | Not stocked | 3KX8343-0AE |  | 360 |  | Superswitch 3KA8 |  |  | 1 | Price is MRP | 48
1824 | Siemens | Switch Disconnector Accessories | Switch disconnector 3KA8 - Refer the OIS for changes in dimension Accessories for Superswitch 3KL8 / 3KA8 | Phase barrier ¦ DIN/ BS/ Cylindrical 3KL84 11/21/31 3KA84 2/3/4/5/6 | Fuse: DIN/ BS/ Cylindrical | Version: 3KL84 11/21/31 3KA84 2/3/4/5/6 |  |  |  | Phase barrier | Not stocked | 3KX8433-0AE |  | 545 |  | Superswitch 3KA8 |  |  | 1 | Price is MRP | 48
1825 | Siemens | Switch Disconnector Accessories | Switch disconnector 3KA8 - Refer the OIS for changes in dimension Accessories for Superswitch 3KL8 / 3KA8 | DIN/ BS/ Cylindrical 3KL82 11/21/31 3KA82 11/21/31 | Fuse: DIN/ BS/ Cylindrical | Version: 3KL82 11/21/31 3KA82 11/21/31 |  |  |  | Refer the OIS for changes in dimension Accessories for Superswitch 3KL8 / 3KA8 | Not stocked | 3KX8233-0JE |  | 115 |  | Superswitch 3KA8 | (BS) |  | 1 | Price is MRP | 48
1826 | Siemens | Switch Disconnector Accessories | Switch disconnector 3KA8 - Refer the OIS for changes in dimension Accessories for Superswitch 3KL8 / 3KA8 | Fuse cover phase barrier kit ¦ 3KL83 11/21/31/41 3KA83 11/21/41 | Version: 3KL83 11/21/31/41 3KA83 11/21/41 |  |  |  |  | Fuse cover phase barrier kit | Not stocked | 3KX8340-9AE |  | 1160 |  | Superswitch 3KA8 |  |  | 1 | Price is MRP | 48
1827 | Siemens | Switch Disconnector Accessories | Switch disconnector 3KA8 - Refer the OIS for changes in dimension Accessories for Superswitch 3KL8 / 3KA8 | Fuse cover phase barrier kit ¦ 3KL84 11/21/31 3KA84 2/3/4/5/6 | Version: 3KL84 11/21/31 3KA84 2/3/4/5/6 |  |  |  |  | Fuse cover phase barrier kit | Not stocked | 3KX8440-9AE |  | 1160 |  | Superswitch 3KA8 |  |  | 1 | Price is MRP | 48
1828 | Siemens | Switch Disconnector Accessories | Switch disconnector 3KA8 - Refer the OIS for changes in dimension Accessories for Superswitch 3KL8 / 3KA8 | Auxiliary switch (1NO+1NC) ¦ 3KL81 11/21/51/71 3KA81 51/71 | Version: 3KL81 11/21/51/71 3KA81 51/71 |  |  |  |  | Auxiliary switch (1NO+1NC) | Not stocked | 3SB5400-0A |  | 385 |  | Superswitch 3KA8 |  |  | 1 | Price is MRP | 48
1829 | Siemens | Switch Disconnector Accessories | Switch disconnector 3KA8 - Refer the OIS for changes in dimension Accessories for Superswitch 3KL8 / 3KA8 | Auxiliary switch (1NO+1NC) ¦ 3KL82 11/21/31 3KA82 11/21/31 | Version: 3KL82 11/21/31 3KA82 11/21/31 |  |  |  |  | Auxiliary switch (1NO+1NC) | Not stocked | 3KX3522-1YC |  | 1670 |  | Superswitch 3KA8 |  |  | 1 | Price is MRP | 48
1830 | Siemens | Switch Disconnector Accessories | Switch disconnector 3KA8 - Refer the OIS for changes in dimension Accessories for Superswitch 3KL8 / 3KA8 | Auxiliary switch (1NO+1NC) ¦ 3KL83 11/21/31/41 3KA83 11/21/41 | Version: 3KL83 11/21/31/41 3KA83 11/21/41 |  |  |  |  | Auxiliary switch (1NO+1NC) | Not stocked | 3KX3552-1YC |  | 2010 |  | Superswitch 3KA8 |  |  | 1 | Price is MRP | 48
1831 | Siemens | Switch Disconnector Accessories | Switch disconnector 3KA8 - Refer the OIS for changes in dimension Accessories for Superswitch 3KL8 / 3KA8 | Auxiliary switch (1NO+1NC) ¦ 3KL84 11/21/31 3KA84 2/3/4/5/6 | Version: 3KL84 11/21/31 3KA84 2/3/4/5/6 |  |  |  |  | Auxiliary switch (1NO+1NC) | Not stocked | 3KX3582-1YC |  | 2435 |  | Superswitch 3KA8 |  |  | 1 | Price is MRP | 48
1832 | Siemens | Switch Disconnector Accessories | Switch disconnector 3KA8 - Refer the OIS for changes in dimension Accessories for Superswitch 3KL8 / 3KA8 | Auxiliary switch (2NO+2NC) ¦ 3KL82 11/21/31 3KA82 11/21/31 | Version: 3KL82 11/21/31 3KA82 11/21/31 |  |  |  |  | Auxiliary switch (2NO+2NC) | Not stocked | 3KX3522-1YD |  | 3010 |  | Superswitch 3KA8 |  |  | 1 | Price is MRP | 48
1833 | Siemens | Switch Disconnector Accessories | Switch disconnector 3KA8 - Refer the OIS for changes in dimension Accessories for Superswitch 3KL8 / 3KA8 | Auxiliary switch (2NO+2NC) ¦ 3KL83 11/21/31/41 3KA83 11/21/41 | Version: 3KL83 11/21/31/41 3KA83 11/21/41 |  |  |  |  | Auxiliary switch (2NO+2NC) | Not stocked | 3KX3552-1YD |  | 4350 |  | Superswitch 3KA8 |  |  | 1 | Price is MRP | 48
1834 | Siemens | Switch Disconnector Accessories | Switch disconnector 3KA8 - Refer the OIS for changes in dimension Accessories for Superswitch 3KL8 / 3KA8 | Auxiliary switch (2NO+2NC) ¦ 3KL84 11/21/31 3KA84 2/3/4/5/6 | Version: 3KL84 11/21/31 3KA84 2/3/4/5/6 |  |  |  |  | Auxiliary switch (2NO+2NC) | Not stocked | 3KX3582-1YD |  | 4690 |  | Superswitch 3KA8 |  |  | 1 | Price is MRP | 48
1835 | Siemens | Switch Disconnector Accessories | Switch disconnector 3KA8 - Refer the OIS for changes in dimension Accessories for Superswitch 3KL8 / 3KA8 | Auxiliary switch cover ¦ 3KL81 11/21/51/71 3KA81 51/71 | Version: 3KL81 11/21/51/71 3KA81 51/71 |  |  |  |  | Auxiliary switch cover | Not stocked | 3KX8154-0AC |  | 200 |  | Superswitch 3KA8 |  |  | 1 | Price is MRP | 48
1836 | Siemens | Switch Disconnector Accessories | Switch disconnector 3KA8 - Refer the OIS for changes in dimension Accessories for Superswitch 3KL8 / 3KA8 | Auxiliary switch cover ¦ 3KL82 11/21/31 3KA82 11/21/31 | Version: 3KL82 11/21/31 3KA82 11/21/31 |  |  |  |  | Auxiliary switch cover | Not stocked | 3KX8234-0AC |  | 200 |  | Superswitch 3KA8 |  |  | 1 | Price is MRP | 48
1837 | Siemens | Switch Disconnector Accessories | Switch disconnector 3KA8 - Refer the OIS for changes in dimension Accessories for Superswitch 3KL8 / 3KA8 | Front drive (Handle) ¦ 3KL81 11/21/51/71 3KA81 51/71 | Version: 3KL81 11/21/51/71 3KA81 51/71 |  |  |  |  | Front drive (Handle) | Not stocked | 8UC6114-1BB00 |  | 2060 |  | Superswitch 3KA8 |  |  | 1 | Price is MRP | 48
1838 | Siemens | Switch Disconnector Accessories | Switch disconnector 3KA8 - Refer the OIS for changes in dimension Accessories for Superswitch 3KL8 / 3KA8 | Front drive (Handle) ¦ 3KL82 11/21/31 3KA82 11/21/31 | Version: 3KL82 11/21/31 3KA82 11/21/31 |  |  |  |  | Front drive (Handle) | Not stocked | 8UC6214-1BB00 |  | 2330 |  | Superswitch 3KA8 |  |  | 1 | Price is MRP | 48
1839 | Siemens | Switch Disconnector Accessories | Switch disconnector 3KA8 - Refer the OIS for changes in dimension Accessories for Superswitch 3KL8 / 3KA8 | Front drive (Handle) ¦ 3KL83 11/21/31/41 3KA83 11/21/41 | Version: 3KL83 11/21/31/41 3KA83 11/21/41 |  |  |  |  | Front drive (Handle) | Not stocked | 8UC6314-1BB00 |  | 3515 |  | Superswitch 3KA8 |  |  | 1 | Price is MRP | 48
1840 | Siemens | Switch Disconnector Accessories | Switch disconnector 3KA8 - Refer the OIS for changes in dimension Accessories for Superswitch 3KL8 / 3KA8 | Front drive (Handle) ¦ 3KL84 11/21/31 3KA84 2/3/4/5/6 | Version: 3KL84 11/21/31 3KA84 2/3/4/5/6 |  |  |  |  | Front drive (Handle) | Not stocked | 8UC6414-1BB00 |  | 5140 |  | Superswitch 3KA8 |  |  | 1 | Price is MRP | 48
1841 | Siemens | Switch Disconnector Accessories | Switch disconnector 3KA8 - Refer the OIS for changes in dimension Accessories for Superswitch 3KL8 / 3KA8 | Operating shaft (300mm) ¦ 3KL81 11/21/51/71 3KA81 51/71 | Version: 3KL81 11/21/51/71 3KA81 51/71 |  |  |  |  | Operating shaft (300mm) | Not stocked | 8UC6031 |  | 570 |  | Superswitch 3KA8 |  |  | 1 | Price is MRP | 48
1842 | Siemens | Switch Disconnector Accessories | Switch disconnector 3KA8 - Refer the OIS for changes in dimension Accessories for Superswitch 3KL8 / 3KA8 | Operating shaft (300mm) ¦ 3KL82 11/21/31 3KA82 11/21/31 | Version: 3KL82 11/21/31 3KA82 11/21/31 |  |  |  |  | Operating shaft (300mm) | Not stocked | 8UC60-32 |  | 690 |  | Superswitch 3KA8 |  |  | 1 | Price is MRP | 48
1843 | Siemens | Switch Disconnector Accessories | Switch disconnector 3KA8 - Refer the OIS for changes in dimension Accessories for Superswitch 3KL8 / 3KA8 | Operating shaft (300mm) ¦ 3KL83 11/21/31/41 3KA83 11/21/41 | Version: 3KL83 11/21/31/41 3KA83 11/21/41 |  |  |  |  | Operating shaft (300mm) | Not stocked | 8UC6034 |  | 1340 |  | Superswitch 3KA8 |  |  | 1 | Price is MRP | 48
1844 | Siemens | Switch Disconnector Accessories | Switch disconnector 3KA8 - Refer the OIS for changes in dimension Accessories for Superswitch 3KL8 / 3KA8 | Operating shaft (300mm) ¦ 3KL84 11/21/31 3KA84 2/3/4/5/6 | Version: 3KL84 11/21/31 3KA84 2/3/4/5/6 |  |  |  |  | Operating shaft (300mm) | Not stocked | 8UC6034 |  | 1340 |  | Superswitch 3KA8 |  |  | 1 | Price is MRP | 48
1845 | Siemens | Switch Disconnector Accessories | Switch disconnector 3KA8 - Refer the OIS for changes in dimension Accessories for Superswitch 3KL8 / 3KA8 | Castell interlock ¦ 3KL81 11/21/51/71 3KA81 51/71 | Version: 3KL81 11/21/51/71 3KA81 51/71 |  |  |  |  | Castell interlock | Not stocked | 8UC6070-0YQ.. |  | 10765 |  | Superswitch 3KA8 |  |  | 1 | Price is MRP; Incomplete part code (..) - complete code as per price list page / Siemens sales office | 48
1846 | Siemens | Switch Disconnector Accessories | Switch disconnector 3KA8 - Refer the OIS for changes in dimension Accessories for Superswitch 3KL8 / 3KA8 | Castell interlock ¦ 3KL82 11/21/31 3KA82 11/21/31 | Version: 3KL82 11/21/31 3KA82 11/21/31 |  |  |  |  | Castell interlock | Not stocked | 8UC6070-1YQ.. |  | 10765 |  | Superswitch 3KA8 |  |  | 1 | Price is MRP; Incomplete part code (..) - complete code as per price list page / Siemens sales office | 48
1847 | Siemens | Switch Disconnector Accessories | Switch disconnector 3KA8 - Refer the OIS for changes in dimension Accessories for Superswitch 3KL8 / 3KA8 | Castell interlock ¦ 3KL83 11/21/31/41 3KA83 11/21/41 | Version: 3KL83 11/21/31/41 3KA83 11/21/41 |  |  |  |  | Castell interlock | Not stocked | 8UC6070-2YQ.. |  | 11050 |  | Superswitch 3KA8 |  |  | 1 | Price is MRP; Incomplete part code (..) - complete code as per price list page / Siemens sales office | 48
1848 | Siemens | Switch Disconnector Accessories | Switch disconnector 3KA8 - Refer the OIS for changes in dimension Accessories for Superswitch 3KL8 / 3KA8 | Castell interlock ¦ 3KL84 11/21/31 3KA84 2/3/4/5/6 | Version: 3KL84 11/21/31 3KA84 2/3/4/5/6 |  |  |  |  | Castell interlock | Not stocked | 8UC6070-2YQ.. |  | 11050 |  | Superswitch 3KA8 |  |  | 1 | Price is MRP; Incomplete part code (..) - complete code as per price list page / Siemens sales office | 48
1849 | Siemens | Switch Disconnector Accessories | Switch disconnector 3KA8 - Refer the OIS for changes in dimension Accessories for Superswitch 3KL8 / 3KA8 | Depth setting template ¦ 3KL81 11/21/51/71 3KA81 51/71 | Version: 3KL81 11/21/51/71 3KA81 51/71 |  |  |  |  | Depth setting template | Not stocked | 8UC6046-2 |  | 120 |  | Superswitch 3KA8 |  |  | 1 | Price is MRP | 48
1850 | Siemens | Switch Disconnector Accessories | Switch disconnector 3KA8 - Refer the OIS for changes in dimension Accessories for Superswitch 3KL8 / 3KA8 | Depth setting template ¦ 3KL82 11/21/31 3KA82 11/21/31 | Version: 3KL82 11/21/31 3KA82 11/21/31 |  |  |  |  | Depth setting template | Not stocked | 8UC6046-2 |  | 120 |  | Superswitch 3KA8 |  |  | 1 | Price is MRP | 48
1851 | Siemens | Switch Disconnector Accessories | Switch disconnector 3KA8 - Refer the OIS for changes in dimension Accessories for Superswitch 3KL8 / 3KA8 | Depth setting template ¦ 3KL83 11/21/31/41 3KA83 11/21/41 | Version: 3KL83 11/21/31/41 3KA83 11/21/41 |  |  |  |  | Depth setting template | Not stocked | 8UC6046-2 |  | 120 |  | Superswitch 3KA8 |  |  | 1 | Price is MRP | 48
1852 | Siemens | Switch Disconnector Accessories | Switch disconnector 3KA8 - Refer the OIS for changes in dimension Accessories for Superswitch 3KL8 / 3KA8 | Depth setting template ¦ 3KL84 11/21/31 3KA84 2/3/4/5/6 | Version: 3KL84 11/21/31 3KA84 2/3/4/5/6 |  |  |  |  | Depth setting template | Not stocked | 8UC6046-2 |  | 120 |  | Superswitch 3KA8 |  |  | 1 | Price is MRP | 48
1853 | Siemens | Switch Disconnector Accessories | Switch disconnector 3KA8 - Refer the OIS for changes in dimension Accessories for Superswitch 3KL8 / 3KA8 | Fuse Monitor with auxiliary switch^ (1NO+1NC) ¦ 3KL81 11/21/51/71 3KA81 51/71 | Version: 3KL81 11/21/51/71 3KA81 51/71 |  |  |  |  | Fuse Monitor with auxiliary switch^ (1NO+1NC) | Not stocked | 3RV1611-0BD10 |  | 18565 |  | Superswitch 3KA8 |  |  | 1 | Price is MRP | 48
1854 | Siemens | Switch Disconnector Accessories | Switch disconnector 3KA8 - Refer the OIS for changes in dimension Accessories for Superswitch 3KL8 / 3KA8 | Fuse Monitor with auxiliary switch^ (1NO+1NC) ¦ 3KL82 11/21/31 3KA82 11/21/31 | Version: 3KL82 11/21/31 3KA82 11/21/31 |  |  |  |  | Fuse Monitor with auxiliary switch^ (1NO+1NC) | Not stocked | 3RV1611-0BD10 |  | 18565 |  | Superswitch 3KA8 |  |  | 1 | Price is MRP | 48
1855 | Siemens | Switch Disconnector Accessories | Switch disconnector 3KA8 - Refer the OIS for changes in dimension Accessories for Superswitch 3KL8 / 3KA8 | Fuse Monitor with auxiliary switch^ (1NO+1NC) ¦ 3KL83 11/21/31/41 3KA83 11/21/41 | Version: 3KL83 11/21/31/41 3KA83 11/21/41 |  |  |  |  | Fuse Monitor with auxiliary switch^ (1NO+1NC) | Not stocked | 3RV1611-0BD10 |  | 18565 |  | Superswitch 3KA8 |  |  | 1 | Price is MRP | 48
1856 | Siemens | Switch Disconnector Accessories | Switch disconnector 3KA8 - Refer the OIS for changes in dimension Accessories for Superswitch 3KL8 / 3KA8 | Fuse Monitor with auxiliary switch^ (1NO+1NC) ¦ 3KL84 11/21/31 3KA84 2/3/4/5/6 | Version: 3KL84 11/21/31 3KA84 2/3/4/5/6 |  |  |  |  | Fuse Monitor with auxiliary switch^ (1NO+1NC) | Not stocked | 3RV1611-0BD10 |  | 18565 |  | Superswitch 3KA8 |  |  | 1 | Price is MRP | 48
1857 | Siemens | Switch Disconnector Accessories | Switch disconnector 3KA8 - Refer the OIS for changes in dimension Accessories for Superswitch 3KL8 / 3KA8 | Fuse Monitor with auxiliary switch^ (1NO+1NC) ¦ 3KL81 11/21/51/71 3KA81 51/71 | Version: 3KL81 11/21/51/71 3KA81 51/71 |  |  |  |  | Fuse Monitor with auxiliary switch^ (1NO+1NC) | Not stocked | 3RV2901-1E |  | 2445 |  | Superswitch 3KA8 |  |  | 1 | Price is MRP | 48
1858 | Siemens | Switch Disconnector Accessories | Switch disconnector 3KA8 - Refer the OIS for changes in dimension Accessories for Superswitch 3KL8 / 3KA8 | Fuse Monitor with auxiliary switch^ (1NO+1NC) ¦ 3KL82 11/21/31 3KA82 11/21/31 | Version: 3KL82 11/21/31 3KA82 11/21/31 |  |  |  |  | Fuse Monitor with auxiliary switch^ (1NO+1NC) | Not stocked | 3RV2901-1E |  | 2445 |  | Superswitch 3KA8 |  |  | 1 | Price is MRP | 48
1859 | Siemens | Switch Disconnector Accessories | Switch disconnector 3KA8 - Refer the OIS for changes in dimension Accessories for Superswitch 3KL8 / 3KA8 | Fuse Monitor with auxiliary switch^ (1NO+1NC) ¦ 3KL83 11/21/31/41 3KA83 11/21/41 | Version: 3KL83 11/21/31/41 3KA83 11/21/41 |  |  |  |  | Fuse Monitor with auxiliary switch^ (1NO+1NC) | Not stocked | 3RV2901-1E |  | 2445 |  | Superswitch 3KA8 |  |  | 1 | Price is MRP | 48
1860 | Siemens | Switch Disconnector Accessories | Switch disconnector 3KA8 - Refer the OIS for changes in dimension Accessories for Superswitch 3KL8 / 3KA8 | Fuse Monitor with auxiliary switch^ (1NO+1NC) ¦ 3KL84 11/21/31 3KA84 2/3/4/5/6 | Version: 3KL84 11/21/31 3KA84 2/3/4/5/6 |  |  |  |  | Fuse Monitor with auxiliary switch^ (1NO+1NC) | Not stocked | 3RV2901-1E |  | 2445 |  | Superswitch 3KA8 |  |  | 1 | Price is MRP | 48
1861 | Siemens | Switch Disconnector Accessories | Switch disconnector 3KA8 - Refer the OIS for changes in dimension Accessories for Superswitch 3KL8 / 3KA8 | Fuse safety barrier ¦ 3KL81 11/21/51/71 3KA81 51/71 | Version: 3KL81 11/21/51/71 3KA81 51/71 |  |  |  |  | Fuse safety barrier | Not stocked | 3KX8150-1AC |  | 305 |  | Superswitch 3KA8 |  |  | 1 | Price is MRP | 48
1862 | Siemens | Switch Disconnector Accessories | Switch disconnector 3KA8 - Refer the OIS for changes in dimension Accessories for Superswitch 3KL8 / 3KA8 | Fuse safety barrier ¦ 3KL82 11/21/31 3KA82 11/21/31 | Version: 3KL82 11/21/31 3KA82 11/21/31 |  |  |  |  | Fuse safety barrier | Not stocked | 3KX8230-1AC |  | 395 |  | Superswitch 3KA8 |  |  | 1 | Price is MRP | 48
1863 | Siemens | Switch Disconnector Accessories | Switch disconnector 3KA8 - Refer the OIS for changes in dimension Accessories for Superswitch 3KL8 / 3KA8 | Gland box with gland plate (1no.) ¦ 3KL81 11/21/51/71 3KA81 51/71 | Version: 3KL81 11/21/51/71 3KA81 51/71 |  |  |  |  | Gland box with gland plate (1no.) | Not stocked | 3KX8235-4DC |  | 10280 |  | Superswitch 3KA8 |  |  | 1 | Price is MRP | 48
1864 | Siemens | Switch Disconnector Accessories | Switch disconnector 3KA8 - Refer the OIS for changes in dimension Accessories for Superswitch 3KL8 / 3KA8 | Gland box with gland plate (1no.) ¦ 3KL82 11/21/31 3KA82 11/21/31 | Version: 3KL82 11/21/31 3KA82 11/21/31 |  |  |  |  | Gland box with gland plate (1no.) | Not stocked | 3KX8235-4DC |  | 10280 |  | Superswitch 3KA8 |  |  | 1 | Price is MRP | 48
1865 | Siemens | Switch Disconnector Accessories | Switch disconnector 3KA8 - Refer the OIS for changes in dimension Accessories for Superswitch 3KL8 / 3KA8 | Gland box with gland plate (1no.) ¦ 3KL83 11/21/31/41 3KA83 11/21/41 | Version: 3KL83 11/21/31/41 3KA83 11/21/41 |  |  |  |  | Gland box with gland plate (1no.) | Not stocked | 3KX8345-4DC |  | 14185 |  | Superswitch 3KA8 |  |  | 1 | Price is MRP | 48
1866 | Siemens | Switch Disconnector Accessories | Switch disconnector 3KA8 - Refer the OIS for changes in dimension Accessories for Superswitch 3KL8 / 3KA8 | Gland box with gland plate (1no.) ¦ 3KL84 11/21/31 3KA84 2/3/4/5/6 | Version: 3KL84 11/21/31 3KA84 2/3/4/5/6 |  |  |  |  | Gland box with gland plate (1no.) | Not stocked | 3KX8435-4DC |  | 21605 |  | Superswitch 3KA8 |  |  | 1 | Price is MRP | 48
1867 | Siemens | Switch Disconnector Accessories | Switch disconnector 3KA8 - Refer the OIS for changes in dimension Accessories for Superswitch 3KL8 / 3KA8 | Gland box with gland plate (1no.) ¦ 3KL84 11/21/31 3KA84 2/3/4/5/6 | Version: 3KL84 11/21/31 3KA84 2/3/4/5/6 |  |  |  |  | Gland box with gland plate (1no.) | Not stocked | 3KX8435-4DG |  | 35360 |  | Superswitch 3KA8 | 4) |  | 1 | Price is MRP | 48
1868 | Siemens | Switch Disconnector Accessories | Switch disconnector 3KA8 - Refer the OIS for changes in dimension Accessories for Superswitch 3KL8 / 3KA8 | Gland plate ¦ 3KL81 11/21/51/71 3KA81 51/71 | Version: 3KL81 11/21/51/71 3KA81 51/71 |  |  |  |  | Gland plate | Not stocked | 3KX8235-4GC |  | 2180 |  | Superswitch 3KA8 |  |  | 1 | Price is MRP | 48
1869 | Siemens | Switch Disconnector Accessories | Switch disconnector 3KA8 - Refer the OIS for changes in dimension Accessories for Superswitch 3KL8 / 3KA8 | Gland plate ¦ 3KL82 11/21/31 3KA82 11/21/31 | Version: 3KL82 11/21/31 3KA82 11/21/31 |  |  |  |  | Gland plate | Not stocked | 3KX8235-4GC |  | 2180 |  | Superswitch 3KA8 |  |  | 1 | Price is MRP | 48
1870 | Siemens | Switch Disconnector Accessories | Switch disconnector 3KA8 - Refer the OIS for changes in dimension Accessories for Superswitch 3KL8 / 3KA8 | Gland plate ¦ 3KL83 11/21/31/41 3KA83 11/21/41 | Version: 3KL83 11/21/31/41 3KA83 11/21/41 |  |  |  |  | Gland plate | Not stocked | 3KX8345-4GC |  | 2825 |  | Superswitch 3KA8 |  |  | 1 | Price is MRP | 48
1871 | Siemens | Switch Disconnector Accessories | Switch disconnector 3KA8 - Refer the OIS for changes in dimension Accessories for Superswitch 3KL8 / 3KA8 | Gland plate ¦ 3KL84 11/21/31 3KA84 2/3/4/5/6 | Version: 3KL84 11/21/31 3KA84 2/3/4/5/6 |  |  |  |  | Gland plate | Not stocked | 3KX8435-4GC |  | 3140 |  | Superswitch 3KA8 |  |  | 1 | Price is MRP | 48
1872 | Siemens | Switch Disconnector Accessories | Switch disconnector 3KA8 - Refer the OIS for changes in dimension Accessories for Superswitch 3KL8 / 3KA8 | Gland plate ¦ 3KL84 11/21/31 3KA84 2/3/4/5/6 | Version: 3KL84 11/21/31 3KA84 2/3/4/5/6 |  |  |  |  | Gland plate | Not stocked | 3KX8435-4GG |  | 3170 |  | Superswitch 3KA8 | 4) |  | 1 | Price is MRP | 48
1873 | Siemens | Fuse Switch Disconnector | 3NJ4 vertical fuse switch disconnectors - 3NJ4 Fuse Switch Dlsconnectors | 160 1 185mm NH00/NH000 | Rated Current (A): 160 | Switchable poles: 1 | Busbar center-to- center spacing: 185mm | Fuse size (DIN type HRC fuse): NH00/NH000 | Connection: M8 flat terminal |  | Not stocked | 3NJ4101-3BF01-0RC0 |  | Upon request |  | 3NJ4 |  |  | 1 |  | 51
1874 | Siemens | Fuse Switch Disconnector | 3NJ4 vertical fuse switch disconnectors - 3NJ4 Fuse Switch Dlsconnectors | 160 3 185mm NH00/NH000 | Rated Current (A): 160 | Switchable poles: 3 | Busbar center-to- center spacing: 185mm | Fuse size (DIN type HRC fuse): NH00/NH000 | Connection: M8 flat terminal |  | Not stocked | 3NJ4103-3BF01-0RC0 |  | Upon request |  | 3NJ4 |  |  | 1 |  | 51
1875 | Siemens | Fuse Switch Disconnector | 3NJ4 vertical fuse switch disconnectors - 3NJ4 Fuse Switch Dlsconnectors | 250 1 185mm NH1 | Rated Current (A): 250 | Switchable poles: 1 | Busbar center-to- center spacing: 185mm | Fuse size (DIN type HRC fuse): NH1 | Connection: M10 flat terminal |  | Not stocked | 3NJ4121-3BF01-0RC0 |  | Upon request |  | 3NJ4 |  |  | 1 |  | 51
1876 | Siemens | Fuse Switch Disconnector | 3NJ4 vertical fuse switch disconnectors - 3NJ4 Fuse Switch Dlsconnectors | 250 3 185mm NH1 | Rated Current (A): 250 | Switchable poles: 3 | Busbar center-to- center spacing: 185mm | Fuse size (DIN type HRC fuse): NH1 | Connection: M10 flat terminal |  | Not stocked | 3NJ4123-3BF01-0RC0 |  | Upon request |  | 3NJ4 |  |  | 1 |  | 51
1877 | Siemens | Fuse Switch Disconnector | 3NJ4 vertical fuse switch disconnectors - 3NJ4 Fuse Switch Dlsconnectors | 400 1 185mm NH1, NH2 | Rated Current (A): 400 | Switchable poles: 1 | Busbar center-to- center spacing: 185mm | Fuse size (DIN type HRC fuse): NH1, NH2 | Connection: M12 flat terminal |  | Not stocked | 3NJ4131-3BF01-0RC0 |  | Upon request |  | 3NJ4 |  |  | 1 |  | 51
1878 | Siemens | Fuse Switch Disconnector | 3NJ4 vertical fuse switch disconnectors - 3NJ4 Fuse Switch Dlsconnectors | 400 3 185mm NH1, NH2 | Rated Current (A): 400 | Switchable poles: 3 | Busbar center-to- center spacing: 185mm | Fuse size (DIN type HRC fuse): NH1, NH2 | Connection: M12 flat terminal |  | Not stocked | 3NJ4133-3BF01-0RC0 |  | Upon request |  | 3NJ4 |  |  | 1 |  | 51
1879 | Siemens | Fuse Switch Disconnector | 3NJ4 vertical fuse switch disconnectors - 3NJ4 Fuse Switch Dlsconnectors | 630 1 185mm NH2, NH3 | Rated Current (A): 630 | Switchable poles: 1 | Busbar center-to- center spacing: 185mm | Fuse size (DIN type HRC fuse): NH2, NH3 | Connection: M12 flat terminal |  | Not stocked | 3NJ4141-3BF01-0RC0 |  | Upon request |  | 3NJ4 |  |  | 1 |  | 51
1880 | Siemens | Fuse Switch Disconnector | 3NJ4 vertical fuse switch disconnectors - 3NJ4 Fuse Switch Dlsconnectors | 630 3 185mm NH2, NH3 | Rated Current (A): 630 | Switchable poles: 3 | Busbar center-to- center spacing: 185mm | Fuse size (DIN type HRC fuse): NH2, NH3 | Connection: M12 flat terminal |  | Not stocked | 3NJ4143-3BF01-0RC0 |  | Upon request |  | 3NJ4 |  |  | 1 |  | 51
1881 | Siemens | Fuse Switch Disconnector Accessories | 3NJ4 vertical fuse switch disconnectors - Busbar connection assembly kits for NH2 and NH3 With flflat terminals | M12 2 x 240mm2 | Screws: M12 | Conductor cross section: 2 x 240mm2 |  |  |  | Busbar connection assembly kits for NH2 and NH3 With flflat terminals | Not stocked | 3NJ4911-5AA00-0RC0 |  | Upon request |  | 3NJ4 |  |  | 1 |  | 51
1882 | Siemens | Fuse Switch Disconnector Accessories | 3NJ4 vertical fuse switch disconnectors - Busbar connection assembly kits for NH2 and NH3 With flflat terminals | M12 2 x 300 mm2 / 3 x 120 mm2 | Screws: M12 | Conductor cross section: 2 x 300 mm2 / 3 x 120 mm2 |  |  |  | Busbar connection assembly kits for NH2 and NH3 With flflat terminals | Not stocked | 3NJ4911-5BA00-0RC0 |  | Upon request |  | 3NJ4 |  |  | 1 |  | 51
1883 | Siemens | Fuse Switch Disconnector Accessories | 3NJ4 vertical fuse switch disconnectors - Busbar connection assembly kits for NH2 and NH3 With flflat terminals | M16 1 x 400 mm2 | Screws: M16 | Conductor cross section: 1 x 400 mm2 |  |  |  | Busbar connection assembly kits for NH2 and NH3 With flflat terminals | Not stocked | 3NJ4911-5CA00-0RC0 |  | Upon request |  | 3NJ4 |  |  | 1 |  | 51
1884 | Siemens | Fuse Switch Disconnector Accessories | 3NJ4 vertical fuse switch disconnectors - Covers Additional touch protection when using cable lugs and as spacer | NH1 ... NH3 Connection for top and bottom | Size: NH1 ... NH3 | Busbar center·to-center spacing: Connection for top and bottom |  |  |  | Covers Additional touch protection when using cable lugs and as spacer | Not stocked | 3NJ4912-1AA01-0RC0 |  | Upon request |  | 3NJ4 |  |  | 1 |  | 51
1885 | Siemens | Fuse Switch Disconnector Accessories | 3NJ4 vertical fuse switch disconnectors - Busbar terminals Not for devices with transformer installation | For more rapid mounting of the switch dlsconnectors onto the busbars (1 set = 3 units) | Version: For more rapid mounting of the switch dlsconnectors onto the busbars (1 set = 3 units) |  |  |  |  | Busbar terminals Not for devices with transformer installation | Not stocked | 3NJ4911-3BA01-0RC0 |  | Upon request |  | 3NJ4 |  |  | 1 |  | 51
1886 | Siemens | Fuse Switch Disconnector Accessories | 3NJ4 vertical fuse switch disconnectors - Auxiliary switch mounting kits For 3-pole switchable switch disconnectors only | For NH00 ... NH3 with connecting cables 1 CO | Version: For NH00 ... NH3 with connecting cables | Contacts: 1 CO |  |  |  | Auxiliary switch mounting kits For 3-pole switchable switch disconnectors only | Not stocked | 3NJ4913-1AA01-0RC0 |  | Upon request |  | 3NJ4 |  |  | 1 |  | 51
1887 | Siemens | Fuse Switch Disconnector | Fuse switch disconnector 3NP1 - 3NP1 without fuse monitoring | 1001) 000 Box 1 | Rated current (A): 1001) | 3NP1 size: 000 | Terminals: Box | Poles: 1 |  |  | Not stocked | 3NP1121-1CA20 |  | 7810 |  | 3NP1 |  |  | 1 |  | 53
1888 | Siemens | Fuse Switch Disconnector | Fuse switch disconnector 3NP1 - 3NP1 without fuse monitoring | 1001) 000 Box 3 | Rated current (A): 1001) | 3NP1 size: 000 | Terminals: Box | Poles: 3 |  |  | Not stocked | 3NP1123-1CA20 |  | 14185 |  | 3NP1 |  |  | 1 |  | 53
1889 | Siemens | Fuse Switch Disconnector | Fuse switch disconnector 3NP1 - 3NP1 without fuse monitoring | 1001) 000 Box 4 | Rated current (A): 1001) | 3NP1 size: 000 | Terminals: Box | Poles: 4 |  |  | Not stocked | 3NP1124-1CA20 |  | 24775 |  | 3NP1 |  |  | 1 |  | 53
1890 | Siemens | Fuse Switch Disconnector | Fuse switch disconnector 3NP1 - 3NP1 without fuse monitoring | 1602) 00 000,00 Flat | Rated current (A): 1602) | 3NP1 size: 00 | DIN fuse size: 000,00 | Terminals: Flat | Poles: 1 |  | Not stocked | 3NP1131-1CA10 |  | 8220 |  | 3NP1 |  |  | 1 |  | 53
1891 | Siemens | Fuse Switch Disconnector | Fuse switch disconnector 3NP1 - 3NP1 without fuse monitoring | 1602) 00 000,00 Flat | Rated current (A): 1602) | 3NP1 size: 00 | DIN fuse size: 000,00 | Terminals: Flat | Poles: 3 |  | Not stocked | 3NP1133-1CA10 |  | 14845 |  | 3NP1 |  |  | 1 |  | 53
1892 | Siemens | Fuse Switch Disconnector | Fuse switch disconnector 3NP1 - 3NP1 without fuse monitoring | 1602) 00 000,00 Flat | Rated current (A): 1602) | 3NP1 size: 00 | DIN fuse size: 000,00 | Terminals: Flat | Poles: 4 |  | Not stocked | 3NP1134-1CA10 |  | 25810 |  | 3NP1 |  |  | 1 |  | 53
1893 | Siemens | Fuse Switch Disconnector | Fuse switch disconnector 3NP1 - 3NP1 without fuse monitoring | 2502) 1 00,1 Flat | Rated current (A): 2502) | 3NP1 size: 1 | DIN fuse size: 00,1 | Terminals: Flat |  |  | Not stocked | 3NP1141-1DA10 |  | 23950 |  | 3NP1 |  |  | 1 |  | 53
1894 | Siemens | Fuse Switch Disconnector | Fuse switch disconnector 3NP1 - 3NP1 without fuse monitoring | 2502) 1 00,1 Flat | Rated current (A): 2502) | 3NP1 size: 1 | DIN fuse size: 00,1 | Terminals: Flat | Poles: 3 |  | Not stocked | 3NP1143-1DA10 |  | 43420 |  | 3NP1 |  |  | 1 |  | 53
1895 | Siemens | Fuse Switch Disconnector | Fuse switch disconnector 3NP1 - 3NP1 without fuse monitoring | 2502) 1 00,1 Flat | Rated current (A): 2502) | 3NP1 size: 1 | DIN fuse size: 00,1 | Terminals: Flat | Poles: 4 |  | Not stocked | 3NP1144-1DA10 |  | 71190 |  | 3NP1 |  |  | 1 |  | 53
1896 | Siemens | Fuse Switch Disconnector | Fuse switch disconnector 3NP1 - 3NP1 without fuse monitoring | 4002) 2 1,2 Flat | Rated current (A): 4002) | 3NP1 size: 2 | DIN fuse size: 1,2 | Terminals: Flat | Poles: 1 |  | Not stocked | 3NP1151-1DA10 |  | 32940 |  | 3NP1 |  |  | 1 |  | 53
1897 | Siemens | Fuse Switch Disconnector | Fuse switch disconnector 3NP1 - 3NP1 without fuse monitoring | 4002) 2 1,2 Flat | Rated current (A): 4002) | 3NP1 size: 2 | DIN fuse size: 1,2 | Terminals: Flat | Poles: 3 |  | Not stocked | 3NP1153-1DA10 |  | 59495 |  | 3NP1 |  |  | 1 |  | 53
1898 | Siemens | Fuse Switch Disconnector | Fuse switch disconnector 3NP1 - 3NP1 without fuse monitoring | 4002) 2 1,2 Flat | Rated current (A): 4002) | 3NP1 size: 2 | DIN fuse size: 1,2 | Terminals: Flat | Poles: 4 |  | Not stocked | 3NP1154-1DA10 |  | 96290 |  | 3NP1 |  |  | 1 |  | 53
1899 | Siemens | Fuse Switch Disconnector | Fuse switch disconnector 3NP1 - 3NP1 without fuse monitoring | 6302) 3 2,3 Flat | Rated current (A): 6302) | 3NP1 size: 3 | DIN fuse size: 2,3 | Terminals: Flat | Poles: 1 |  | Not stocked | 3NP1161-1DA10 |  | 43835 |  | 3NP1 |  |  | 1 |  | 53
1900 | Siemens | Fuse Switch Disconnector | Fuse switch disconnector 3NP1 - 3NP1 without fuse monitoring | 6302) 3 2,3 Flat | Rated current (A): 6302) | 3NP1 size: 3 | DIN fuse size: 2,3 | Terminals: Flat |  |  | Not stocked | 3NP1163-1DA10 |  | 79720 |  | 3NP1 |  |  | 1 |  | 53
1901 | Siemens | Fuse Switch Disconnector | Fuse switch disconnector 3NP1 - 3NP1 without fuse monitoring | 6302) 3 2,3 Flat | Rated current (A): 6302) | 3NP1 size: 3 | DIN fuse size: 2,3 | Terminals: Flat | Poles: 4 |  | Not stocked | 3NP1164-1DA10 |  | 127760 |  | 3NP1 |  |  | 1 |  | 53
1902 | Siemens | Fuse Switch Disconnector | Fuse switch disconnector 3NP1 - 3NP1 with Electronic fuse monitoring 3) | 1001) 000 Box 1 | Rated current (A): 1001) | 3NP1 size: 000 | Terminals: Box | Poles: 1 |  |  | Not stocked | 3NP1121-1CA24 |  | 27355 |  | 3NP1 |  |  | 1 |  | 53
1903 | Siemens | Fuse Switch Disconnector | Fuse switch disconnector 3NP1 - 3NP1 with Electronic fuse monitoring 3) | 1001) 000 Box 3 | Rated current (A): 1001) | 3NP1 size: 000 | Terminals: Box | Poles: 3 |  |  | Not stocked | 3NP1123-1CA24 |  | 42335 |  | 3NP1 |  |  | 1 |  | 53
1904 | Siemens | Fuse Switch Disconnector | Fuse switch disconnector 3NP1 - 3NP1 with Electronic fuse monitoring 3) | 1602) 00 000,00 Flat | Rated current (A): 1602) | 3NP1 size: 00 | DIN fuse size: 000,00 | Terminals: Flat | Poles: 1 |  | Not stocked | 3NP1131-1CA14 |  | 26125 |  | 3NP1 |  |  | 1 |  | 53
1905 | Siemens | Fuse Switch Disconnector | Fuse switch disconnector 3NP1 - 3NP1 with Electronic fuse monitoring 3) | 1602) 00 000,00 Flat | Rated current (A): 1602) | 3NP1 size: 00 | DIN fuse size: 000,00 | Terminals: Flat | Poles: 3 |  | Not stocked | 3NP1133-1CA14 |  | 42725 |  | 3NP1 |  |  | 1 |  | 53
1906 | Siemens | Fuse Switch Disconnector | Fuse switch disconnector 3NP1 - 3NP1 with Electronic fuse monitoring 3) | 2502) 1 00,1 Flat | Rated current (A): 2502) | 3NP1 size: 1 | DIN fuse size: 00,1 | Terminals: Flat |  |  | Not stocked | 3NP1141-1DA14 |  | 43470 |  | 3NP1 |  |  | 1 |  | 53
1907 | Siemens | Fuse Switch Disconnector | Fuse switch disconnector 3NP1 - 3NP1 with Electronic fuse monitoring 3) | 2502) 1 00,1 Flat | Rated current (A): 2502) | 3NP1 size: 1 | DIN fuse size: 00,1 | Terminals: Flat | Poles: 3 |  | Not stocked | 3NP1143-1DA14 |  | 71190 |  | 3NP1 |  |  | 1 |  | 53
1908 | Siemens | Fuse Switch Disconnector | Fuse switch disconnector 3NP1 - 3NP1 with Electronic fuse monitoring 3) | 4002) 2 1,2 Flat | Rated current (A): 4002) | 3NP1 size: 2 | DIN fuse size: 1,2 | Terminals: Flat | Poles: 1 |  | Not stocked | 3NP1151-1DA14 |  | 52835 |  | 3NP1 |  |  | 1 |  | 53
1909 | Siemens | Fuse Switch Disconnector | Fuse switch disconnector 3NP1 - 3NP1 with Electronic fuse monitoring 3) | 4002) 2 1,2 Flat | Rated current (A): 4002) | 3NP1 size: 2 | DIN fuse size: 1,2 | Terminals: Flat | Poles: 3 |  | Not stocked | 3NP1153-1DA14 |  | 88040 |  | 3NP1 |  |  | 1 |  | 53
1910 | Siemens | Fuse Switch Disconnector | Fuse switch disconnector 3NP1 - 3NP1 with Electronic fuse monitoring 3) | 6302) 3 2,3 Flat | Rated current (A): 6302) | 3NP1 size: 3 | DIN fuse size: 2,3 | Terminals: Flat | Poles: 1 |  | Not stocked | 3NP1161-1DA14 |  | 63700 |  | 3NP1 |  |  | 1 |  | 53
1911 | Siemens | Fuse Switch Disconnector | Fuse switch disconnector 3NP1 - 3NP1 with Electronic fuse monitoring 3) | 6302) 3 2,3 Flat | Rated current (A): 6302) | 3NP1 size: 3 | DIN fuse size: 2,3 | Terminals: Flat |  |  | Not stocked | 3NP1163-1DA14 |  | 107540 |  | 3NP1 |  |  | 1 |  | 53
1912 | Siemens | Fuse Switch Disconnector | Fuse switch disconnector 3NP1 - 3NP1 mounting on 60mm 8US busbar system 3) 3NP1 without fuse monitoring | 1001) 000 Box 3 | Rated current (A): 1001) | 3NP1 size: 000 | Terminals: Box | Poles: 3 |  |  | Not stocked | 3NP1123-1BC20 |  | 21005 |  | 3NP1 |  |  | 1 |  | 54
1913 | Siemens | Fuse Switch Disconnector | Fuse switch disconnector 3NP1 - 3NP1 mounting on 60mm 8US busbar system 3) 3NP1 without fuse monitoring | 1001) 000 Box 4 | Rated current (A): 1001) | 3NP1 size: 000 | Terminals: Box | Poles: 4 |  |  | Not stocked | 3NP1124-1BC20 |  | 34985 |  | 3NP1 |  |  | 1 |  | 54
1914 | Siemens | Fuse Switch Disconnector | Fuse switch disconnector 3NP1 - 3NP1 mounting on 60mm 8US busbar system 3) 3NP1 without fuse monitoring | 1602) 00 Flat 3 | Rated current (A): 1602) | 3NP1 size: 00 | Terminals: Flat | Poles: 3 |  |  | Not stocked | 3NP1133-1BC10 |  | 22535 |  | 3NP1 |  |  | 1 |  | 54
1915 | Siemens | Fuse Switch Disconnector | Fuse switch disconnector 3NP1 - 3NP1 mounting on 60mm 8US busbar system 3) 3NP1 without fuse monitoring | 1602) 00 Flat 4 | Rated current (A): 1602) | 3NP1 size: 00 | Terminals: Flat | Poles: 4 |  |  | Not stocked | 3NP1134-1BC10 |  | 37705 |  | 3NP1 |  |  | 1 |  | 54
1916 | Siemens | Fuse Switch Disconnector | Fuse switch disconnector 3NP1 - 3NP1 mounting on 60mm 8US busbar system 3) 3NP1 without fuse monitoring | 2502) 1 Flat 3 | Rated current (A): 2502) | 3NP1 size: 1 | Terminals: Flat | Poles: 3 |  |  | Not stocked | 3NP1143-1BC10 |  | 71870 |  | 3NP1 |  |  | 1 |  | 54
1917 | Siemens | Fuse Switch Disconnector | Fuse switch disconnector 3NP1 - 3NP1 mounting on 60mm 8US busbar system 3) 3NP1 without fuse monitoring | 2502) 1 Flat 4 | Rated current (A): 2502) | 3NP1 size: 1 | Terminals: Flat | Poles: 4 |  |  | Not stocked | 3NP1144-1BC10 |  | 112020 |  | 3NP1 |  |  | 1 |  | 54
1918 | Siemens | Fuse Switch Disconnector | Fuse switch disconnector 3NP1 - 3NP1 mounting on 60mm 8US busbar system 3) 3NP1 without fuse monitoring | 4002) 2 Flat 3 | Rated current (A): 4002) | 3NP1 size: 2 | Terminals: Flat | Poles: 3 |  |  | Not stocked | 3NP1153-1BC10 |  | 92880 |  | 3NP1 |  |  | 1 |  | 54
1919 | Siemens | Fuse Switch Disconnector | Fuse switch disconnector 3NP1 - 3NP1 mounting on 60mm 8US busbar system 3) 3NP1 without fuse monitoring | 4002) 2 Flat 4 | Rated current (A): 4002) | 3NP1 size: 2 | Terminals: Flat | Poles: 4 |  |  | Not stocked | 3NP1154-1BC10 |  | 145740 |  | 3NP1 |  |  | 1 |  | 54
1920 | Siemens | Fuse Switch Disconnector | Fuse switch disconnector 3NP1 - 3NP1 mounting on 60mm 8US busbar system 3) 3NP1 without fuse monitoring | 6302) 3 Flat | Rated current (A): 6302) | 3NP1 size: 3 | Terminals: Flat |  |  |  | Not stocked | 3NP1163-1BC10 |  | 117900 |  | 3NP1 |  |  | 1 |  | 54
1921 | Siemens | Fuse Switch Disconnector | Fuse switch disconnector 3NP1 - 3NP1 mounting on 60mm 8US busbar system 3) 3NP1 without fuse monitoring | 6302) 3 Flat 4 | Rated current (A): 6302) | 3NP1 size: 3 | Terminals: Flat | Poles: 4 |  |  | Not stocked | 3NP1164-1BC10 |  | 187010 |  | 3NP1 |  |  | 1 |  | 54
1922 | Siemens | Fuse Switch Disconnector Accessories | Fuse switch disconnector 3NP1 - Auxillary contact (1CO type) | 000 | 3NP1 Size: 000 |  |  |  |  | Auxillary contact (1CO type) | Not stocked | 3NP1920-1FA00 |  | 3270 |  | 3NP1 |  |  | 1 |  | 54
1923 | Siemens | Fuse Switch Disconnector Accessories | Fuse switch disconnector 3NP1 - Auxillary contact (1CO type) | 00 | 3NP1 Size: 00 |  |  |  |  | Auxillary contact (1CO type) | Not stocked | 3NP1930-1FA00 |  | 3270 |  | 3NP1 |  |  | 1 |  | 54
1924 | Siemens | Fuse Switch Disconnector Accessories | Fuse switch disconnector 3NP1 - Auxillary contact (1CO type) | 1,2,3 | 3NP1 Size: 1,2,3 |  |  |  |  | Auxillary contact (1CO type) | Not stocked | 3NP1940-1FA00 |  | 3550 |  | 3NP1 |  |  | 1 |  | 54
1925 | Siemens | Fuse Switch Disconnector Accessories | Fuse switch disconnector 3NP1 - Feeder terminals for 3NP1121/ 3 for use up to 160A | 000 Box 1 | 3NP1 Size: 000 | Terminals: Box | Poles: 1 |  |  | Feeder terminals for 3NP1121/ 3 for use up to 160A | Not stocked | 3NP1921-1BD00 |  | 4120 |  | 3NP1 |  |  | 1 |  | 54
1926 | Siemens | Fuse Switch Disconnector Accessories | Fuse switch disconnector 3NP1 - Feeder terminals for 3NP1121/ 3 for use up to 160A | 000 Box 3 | 3NP1 Size: 000 | Terminals: Box | Poles: 3 |  |  | Feeder terminals for 3NP1121/ 3 for use up to 160A | Not stocked | 3NP1923-1BD00 |  | 9205 |  | 3NP1 |  |  | 1 |  | 54
1927 | Siemens | Fuse Switch Disconnector Accessories | Fuse switch disconnector 3NP1 - Assembly kit for connection of 1-pole and 3-pole 3NP1 to form flfloor mounted 2-pole and 4-pole 3NP1 | 000 | 3NP1 Size: 000 |  |  |  |  | Assembly kit for connection of 1-pole and 3-pole 3NP1 to form flfloor mounted 2-pole and 4-pole 3NP1 | Not stocked | 3NP19211EC00 |  | Upon request |  | 3NP1 |  |  | 1 |  | 54
1928 | Siemens | Fuse Switch Disconnector Accessories | Fuse switch disconnector 3NP1 - Assembly kit for connection of 1-pole and 3-pole 3NP1 to form flfloor mounted 2-pole and 4-pole 3NP1 | 00 | 3NP1 Size: 00 |  |  |  |  | Assembly kit for connection of 1-pole and 3-pole 3NP1 to form flfloor mounted 2-pole and 4-pole 3NP1 | Not stocked | 3NP19311EC00 |  | Upon request |  | 3NP1 |  |  | 1 |  | 54
1929 | Siemens | Fuse Switch Disconnector Accessories | Fuse switch disconnector 3NP1 - Assembly kit for connection of 1-pole and 3-pole 3NP1 to form flfloor mounted 2-pole and 4-pole 3NP1 | 1,2,3 | 3NP1 Size: 1,2,3 |  |  |  |  | Assembly kit for connection of 1-pole and 3-pole 3NP1 to form flfloor mounted 2-pole and 4-pole 3NP1 | Not stocked | 3NP19411EC00 |  | Upon request |  | 3NP1 |  |  | 1 |  | 54
1930 | Siemens | Fuse Switch Disconnector Accessories | Fuse switch disconnector 3NP1 - Assembly kit for mounting 3NP1 flfloor type on 8US 60mm busbar system 5) | 000 Box 1 | 3NP1 Size: 000 | Terminals: Box | Poles: 1 |  |  | Assembly kit for mounting 3NP1 flfloor type on 8US 60mm busbar system 5) | Not stocked | 3NP1921-1EE10 |  | Upon request |  | 3NP1 |  |  | 1 |  | 54
1931 | Siemens | Fuse Switch Disconnector Accessories | Fuse switch disconnector 3NP1 - Assembly kit for mounting 3NP1 flfloor type on 8US 60mm busbar system 5) | 00 Box 1 | 3NP1 Size: 00 | Terminals: Box | Poles: 1 |  |  | Assembly kit for mounting 3NP1 flfloor type on 8US 60mm busbar system 5) | Not stocked | 3NP1931-1EE10 |  | Upon request |  | 3NP1 |  |  | 1 |  | 54
1932 | Siemens | Main / Emergency Stop Switch | Main control and emergency stop switches 3LD2 - Lockable in OFF position with upto 3 padlocks, Degree of Protection IP65 | 3 16 7.5 | No of Poles: 3 | Rated current (A) Ie AC21A: 16 | Motor kW AC 23A, 380….440V, 50/60Hz: 7.5 |  |  |  | Not stocked | 3LD2003-0TK5 |  | 6155 |  | 3LD2 |  |  | 1 |  | 55
1933 | Siemens | Main / Emergency Stop Switch | Main control and emergency stop switches 3LD2 - Lockable in OFF position with upto 3 padlocks, Degree of Protection IP65 | 3 25 9.5 | No of Poles: 3 | Rated current (A) Ie AC21A: 25 | Motor kW AC 23A, 380….440V, 50/60Hz: 9.5 |  |  |  | Not stocked | 3LD2103-0TK5 |  | 6810 |  | 3LD2 |  |  | 1 |  | 55
1934 | Siemens | Main / Emergency Stop Switch | Main control and emergency stop switches 3LD2 - Lockable in OFF position with upto 3 padlocks, Degree of Protection IP65 | 3 32 11.5 | No of Poles: 3 | Rated current (A) Ie AC21A: 32 | Motor kW AC 23A, 380….440V, 50/60Hz: 11.5 |  |  |  | Not stocked | 3LD2203-0TK5 |  | 7600 |  | 3LD2 |  |  | 1 |  | 55
1935 | Siemens | Main / Emergency Stop Switch | Main control and emergency stop switches 3LD2 - Lockable in OFF position with upto 3 padlocks, Degree of Protection IP65 | 3 63 22 | No of Poles: 3 | Rated current (A) Ie AC21A: 63 | Motor kW AC 23A, 380….440V, 50/60Hz: 22 |  |  |  | Not stocked | 3LD2504-0TK5 |  | 13000 |  | 3LD2 |  |  | 1 |  | 55
1936 | Siemens | Main / Emergency Stop Switch | Main control and emergency stop switches 3LD2 - Lockable in OFF position with upto 3 padlocks, Degree of Protection IP65 | 3 100 37 | No of Poles: 3 | Rated current (A) Ie AC21A: 100 | Motor kW AC 23A, 380….440V, 50/60Hz: 37 |  |  |  | Not stocked | 3LD2704-0TK5 |  | 19700 |  | 3LD2 |  |  | 1 |  | 55
1937 | Siemens | Main / Emergency Stop Switch | Main control and emergency stop switches 3LD2 - Lockable in OFF position with upto 3 padlocks, Degree of Protection IP65 | 3 125 45 | No of Poles: 3 | Rated current (A) Ie AC21A: 125 | Motor kW AC 23A, 380….440V, 50/60Hz: 45 |  |  |  | Not stocked | 3LD2804-0TK5 |  | 25120 |  | 3LD2 |  |  | 1 |  | 55
1938 | Siemens | Main / Emergency Stop Switch | Main control and emergency stop switches 3LD2 - Lockable in OFF position with upto 3 padlocks, Degree of Protection IP65 | 3 160 75 | No of Poles: 3 | Rated current (A) Ie AC21A: 160 | Motor kW AC 23A, 380….440V, 50/60Hz: 75 |  |  |  | Not stocked | 3LD2305-0TK1 |  | Upon request |  | 3LD2 |  |  | 1 |  | 55
1939 | Siemens | Main / Emergency Stop Switch | Main control and emergency stop switches 3LD2 - Lockable in OFF position with upto 3 padlocks, Degree of Protection IP65 | 3 250 132 | No of Poles: 3 | Rated current (A) Ie AC21A: 250 | Motor kW AC 23A, 380….440V, 50/60Hz: 132 |  |  |  | Not stocked | 3LD2405-0TK1 |  | Upon request |  | 3LD2 |  |  | 1 |  | 55
1940 | Siemens | Main / Emergency Stop Switch Accessories | Main control and emergency stop switches 3LD2 - Degree of Protection IP65, Including terminal cover for incoming side | 3 16 7.5 | No of Poles: 3 | Rated current (A) Ie AC21A: 16 | Motor kW AC 23A, 380….440V, 50/60Hz: 7.5 |  |  | Degree of Protection IP65, Including terminal cover for incoming side | Not stocked | 3LD2022-0TK1 |  | 5490 |  | 3LD2 |  |  | 1 |  | 55
1941 | Siemens | Main / Emergency Stop Switch Accessories | Main control and emergency stop switches 3LD2 - Degree of Protection IP65, Including terminal cover for incoming side | 3 25 9.5 | No of Poles: 3 | Rated current (A) Ie AC21A: 25 | Motor kW AC 23A, 380….440V, 50/60Hz: 9.5 |  |  | Degree of Protection IP65, Including terminal cover for incoming side | Not stocked | 3LD2122-0TK1 |  | 6030 |  | 3LD2 |  |  | 1 |  | 55
1942 | Siemens | Main / Emergency Stop Switch Accessories | Main control and emergency stop switches 3LD2 - Degree of Protection IP65, Including terminal cover for incoming side | 3 32 11.5 | No of Poles: 3 | Rated current (A) Ie AC21A: 32 | Motor kW AC 23A, 380….440V, 50/60Hz: 11.5 |  |  | Degree of Protection IP65, Including terminal cover for incoming side | Not stocked | 3LD2222-0TK1 |  | 7315 |  | 3LD2 |  |  | 1 |  | 55
1943 | Siemens | Main / Emergency Stop Switch | Main control and emergency stop switches 3LD2 - Degree of Protection IP65 Black Actuator | 3 25 9.5 | No of Poles: 3 | Rated current (A) Ie AC21A: 25 | Motor kW AC 23A, 380….440V, 50/60Hz: 9.5 |  |  |  | Not stocked | 3LD2123-7UK01 |  | 13490 |  | 3LD2 |  |  | 1 |  | 55
1944 | Siemens | Main / Emergency Stop Switch | Main control and emergency stop switches 3LD2 - Degree of Protection IP65 Black Actuator | 3 32 11.5 | No of Poles: 3 | Rated current (A) Ie AC21A: 32 | Motor kW AC 23A, 380….440V, 50/60Hz: 11.5 |  |  |  | Not stocked | 3LD2223-7UK01 |  | 14760 |  | 3LD2 |  |  | 1 |  | 55
1945 | Siemens | Main / Emergency Stop Switch | Main control and emergency stop switches 3LD2 - Degree of Protection IP65 Black Actuator | 3 63 22 | No of Poles: 3 | Rated current (A) Ie AC21A: 63 | Motor kW AC 23A, 380….440V, 50/60Hz: 22 |  |  |  | Not stocked | 3LD2524-7UK01 |  | 24395 |  | 3LD2 |  |  | 1 |  | 55
1946 | Siemens | Main / Emergency Stop Switch | Main control and emergency stop switches 3LD2 - Degree of Protection IP65 Black Actuator | 3 100 37 | No of Poles: 3 | Rated current (A) Ie AC21A: 100 | Motor kW AC 23A, 380….440V, 50/60Hz: 37 |  |  |  | Not stocked | 3LD2724-7UK01 |  | 45370 |  | 3LD2 |  |  | 1 |  | 55
1947 | Siemens | Main / Emergency Stop Switch | Main control and emergency stop switches 3LD2 - Degree of Protection IP65 Black Actuator | 3 160 75 | No of Poles: 3 | Rated current (A) Ie AC21A: 160 | Motor kW AC 23A, 380….440V, 50/60Hz: 75 |  |  |  | Not stocked | 3LD2305-7UK01 |  | Upon request |  | 3LD2 |  |  | 1 |  | 55
1948 | Siemens | Main / Emergency Stop Switch | Main control and emergency stop switches 3LD2 - Degree of Protection IP65 Black Actuator | 3 250 132 | No of Poles: 3 | Rated current (A) Ie AC21A: 250 | Motor kW AC 23A, 380….440V, 50/60Hz: 132 |  |  |  | Not stocked | 3LD2405-7UK01 |  | Upon request |  | 3LD2 |  |  | 1 |  | 55
1949 | Siemens | Main / Emergency Stop Switch | Main control and emergency stop switches 3LD2 | 3 25 9.5 | No of Poles: 3 | Rated current (A) Ie AC21A: 25 | Motor kW AC 23A, 380….440V, 50/60Hz: 9.5 |  |  |  | Not stocked | 3LD21657UB01 |  | 21600 |  | 3LD2 |  |  | 1 |  | 55
1950 | Siemens | Main / Emergency Stop Switch | Main control and emergency stop switches 3LD2 | 3 32 11.5 | No of Poles: 3 | Rated current (A) Ie AC21A: 32 | Motor kW AC 23A, 380….440V, 50/60Hz: 11.5 |  |  |  | Not stocked | 3LD22657UB01 |  | 24545 |  | 3LD2 |  |  | 1 |  | 55
1951 | Siemens | Main / Emergency Stop Switch | Main control and emergency stop switches 3LD2 | 3 63 22 | No of Poles: 3 | Rated current (A) Ie AC21A: 63 | Motor kW AC 23A, 380….440V, 50/60Hz: 22 |  |  |  | Not stocked | 3LD25667UB01 |  | 53255 |  | 3LD2 |  |  | 1 |  | 55
1952 | Siemens | Main / Emergency Stop Switch | Main control and emergency stop switches 3LD2 | 3 100 37 | No of Poles: 3 | Rated current (A) Ie AC21A: 100 | Motor kW AC 23A, 380….440V, 50/60Hz: 37 |  |  |  | Not stocked | 3LD27667UB01 |  | 91750 |  | 3LD2 |  |  | 1 |  | 55
1953 | Siemens | Main / Emergency Stop Switch Accessories | Main control and emergency stop switches 3LD2 - Degree of Protection IP65 Including terminal cover for incoming side | 3 16 7.5 | No of Poles: 3 | Rated current (A) Ie AC21A: 16 | Motor kW AC 23A, 380….440V, 50/60Hz: 7.5 |  |  | Degree of Protection IP65 Including terminal cover for incoming side | Not stocked | 3LD2013-0TK5 |  | 9860 |  | 3LD2 |  |  | 1 |  | 55
1954 | Siemens | Main / Emergency Stop Switch Accessories | Main control and emergency stop switches 3LD2 - Degree of Protection IP65 Including terminal cover for incoming side | 3 25 9.5 | No of Poles: 3 | Rated current (A) Ie AC21A: 25 | Motor kW AC 23A, 380….440V, 50/60Hz: 9.5 |  |  | Degree of Protection IP65 Including terminal cover for incoming side | Not stocked | 3LD2113-0TK5 |  | 10950 |  | 3LD2 |  |  | 1 |  | 55
1955 | Siemens | Main / Emergency Stop Switch Accessories | Main control and emergency stop switches 3LD2 - Degree of Protection IP65 Including terminal cover for incoming side | 3 32 11.5 | No of Poles: 3 | Rated current (A) Ie AC21A: 32 | Motor kW AC 23A, 380….440V, 50/60Hz: 11.5 |  |  | Degree of Protection IP65 Including terminal cover for incoming side | Not stocked | 3LD2213-0TK5 |  | 12065 |  | 3LD2 |  |  | 1 |  | 55
1956 | Siemens | Main / Emergency Stop Switch Accessories | Main control and emergency stop switches 3LD2 - Degree of Protection IP65 Including terminal cover for incoming side | 3 63 22 | No of Poles: 3 | Rated current (A) Ie AC21A: 63 | Motor kW AC 23A, 380….440V, 50/60Hz: 22 |  |  | Degree of Protection IP65 Including terminal cover for incoming side | Not stocked | 3LD2514-0TK5 |  | 14485 |  | 3LD2 |  |  | 1 |  | 55
1957 | Siemens | Main / Emergency Stop Switch Accessories | Main control and emergency stop switches 3LD2 - Degree of Protection IP65 Including terminal cover for incoming side | 3 100 37 | No of Poles: 3 | Rated current (A) Ie AC21A: 100 | Motor kW AC 23A, 380….440V, 50/60Hz: 37 |  |  | Degree of Protection IP65 Including terminal cover for incoming side | Not stocked | 3LD2714-0TK5 |  | 23790 |  | 3LD2 |  |  | 1 |  | 55
1958 | Siemens | Main / Emergency Stop Switch Accessories | Main control and emergency stop switches 3LD2 - Degree of Protection IP65 Including terminal cover for incoming side | 3 125 45 | No of Poles: 3 | Rated current (A) Ie AC21A: 125 | Motor kW AC 23A, 380….440V, 50/60Hz: 45 |  |  | Degree of Protection IP65 Including terminal cover for incoming side | Not stocked | 3LD2814-0TK5 |  | 29710 |  | 3LD2 |  |  | 1 |  | 55
1959 | Siemens | Main / Emergency Stop Switch Accessories | Main control and emergency stop switches 3LD2 - Degree of Protection IP65 Including terminal cover for incoming side | 3 160 75 | No of Poles: 3 | Rated current (A) Ie AC21A: 160 | Motor kW AC 23A, 380….440V, 50/60Hz: 75 |  |  | Degree of Protection IP65 Including terminal cover for incoming side | Not stocked | 3LD2318-0TK1 |  | Upon request |  | 3LD2 |  |  | 1 |  | 55
1960 | Siemens | Main / Emergency Stop Switch Accessories | Main control and emergency stop switches 3LD2 - Degree of Protection IP65 Including terminal cover for incoming side | 3 250 132 | No of Poles: 3 | Rated current (A) Ie AC21A: 250 | Motor kW AC 23A, 380….440V, 50/60Hz: 132 |  |  | Degree of Protection IP65 Including terminal cover for incoming side | Not stocked | 3LD2418-0TK1 |  | Upon request |  | 3LD2 |  |  | 1 |  | 55
1961 | Siemens | Main / Emergency Stop Switch | Main control and emergency stop switches 3LD2 - with centre hole mounting with N and/or PE ground terminals | 3 16 7.5 | No of Poles: 3 | Rated current (A) Ie AC21A: 16 | Motor kW AC 23A, 380….440V, 50/60Hz: 7.5 |  |  |  | Not stocked | 3LD2064-0TB5 |  | 8780 |  | 3LD2 |  |  | 1 |  | 55
1962 | Siemens | Main / Emergency Stop Switch | Main control and emergency stop switches 3LD2 - with centre hole mounting with N and/or PE ground terminals | 3 25 9.5 | No of Poles: 3 | Rated current (A) Ie AC21A: 25 | Motor kW AC 23A, 380….440V, 50/60Hz: 9.5 |  |  |  | Not stocked | 3LD2164-0TB5 |  | 9515 |  | 3LD2 |  |  | 1 |  | 55
1963 | Siemens | Main / Emergency Stop Switch | Main control and emergency stop switches 3LD2 - with centre hole mounting with N and/or PE ground terminals | 3 32 11.5 | No of Poles: 3 | Rated current (A) Ie AC21A: 32 | Motor kW AC 23A, 380….440V, 50/60Hz: 11.5 |  |  |  | Not stocked | 3LD2264-0TB5 |  | 11310 |  | 3LD2 |  |  | 1 |  | 55
1964 | Siemens | Main / Emergency Stop Switch | Main control and emergency stop switches 3LD2 - with centre hole mounting with N and/or PE ground terminals | 3 63 22 | No of Poles: 3 | Rated current (A) Ie AC21A: 63 | Motor kW AC 23A, 380….440V, 50/60Hz: 22 |  |  |  | Not stocked | 3LD2565-0TB5 |  | 18720 |  | 3LD2 |  |  | 1 |  | 55
1965 | Siemens | Main / Emergency Stop Switch | Main control and emergency stop switches 3LD2 - with centre hole mounting with N and/or PE ground terminals | 3 100 37 | No of Poles: 3 | Rated current (A) Ie AC21A: 100 | Motor kW AC 23A, 380….440V, 50/60Hz: 37 |  |  |  | Not stocked | 3LD2766-0TB5 |  | 42545 |  | 3LD2 |  |  | 1 |  | 55
1966 | Siemens | Main / Emergency Stop Switch | Main control and emergency stop switches 3LD2 - with centre hole mounting with N and/or PE ground terminals | 3 125 45 | No of Poles: 3 | Rated current (A) Ie AC21A: 125 | Motor kW AC 23A, 380….440V, 50/60Hz: 45 |  |  |  | Not stocked | 3LD2866-0TB5 |  | 77010 |  | 3LD2 |  |  | 1 |  | 55
1967 | Siemens | Main / Emergency Stop Switch Accessories | Accessories for 3LD2 - SENTRON - Safe.Flexible.Effificient Accessories for 3LD2 | Add on switched 4th pole (N Conductor Leading switch ON, delayed switch OFF) ¦ For front mounting switch 3LD21 (25A) and 3LD22 (32A) | Mounting: For front mounting switch | For Switch: 3LD21 (25A) and 3LD22 (32A) |  |  |  | Add on switched 4th pole (N Conductor Leading switch ON, delayed switch OFF) | Not stocked | 3LD9220-0B |  | 2780 |  | 3LD2 |  |  | 1 |  | 56
1968 | Siemens | Main / Emergency Stop Switch Accessories | Accessories for 3LD2 - SENTRON - Safe.Flexible.Effificient Accessories for 3LD2 | Add on switched 4th pole (N Conductor Leading switch ON, delayed switch OFF) ¦ For front mounting switch 3LD25 (63A) | Mounting: For front mounting switch | For Switch: 3LD25 (63A) |  |  |  | Add on switched 4th pole (N Conductor Leading switch ON, delayed switch OFF) | Not stocked | 3LD9250-0BA |  | 4075 |  | 3LD2 |  |  | 1 |  | 56
1969 | Siemens | Main / Emergency Stop Switch Accessories | Accessories for 3LD2 - SENTRON - Safe.Flexible.Effificient Accessories for 3LD2 | Add on switched 4th pole (N Conductor Leading switch ON, delayed switch OFF) ¦ For front mounting switch 3LD27 (100A) and 3LD28 (125A) | Mounting: For front mounting switch | For Switch: 3LD27 (100A) and 3LD28 (125A) |  |  |  | Add on switched 4th pole (N Conductor Leading switch ON, delayed switch OFF) | Not stocked | 3LD9280-0B |  | 5045 |  | 3LD2 |  |  | 1 |  | 56
1970 | Siemens | Main / Emergency Stop Switch Accessories | Accessories for 3LD2 - SENTRON - Safe.Flexible.Effificient Accessories for 3LD2 | Add on switched 4th pole (N Conductor Leading switch ON, delayed switch OFF) ¦ For front mounting switch 3LD23 (160A) and 3LD24 (250A) | Mounting: For front mounting switch | For Switch: 3LD23 (160A) and 3LD24 (250A) |  |  |  | Add on switched 4th pole (N Conductor Leading switch ON, delayed switch OFF) | Not stocked | 3LD9240-0B |  | Upon request |  | 3LD2 |  |  | 1 |  | 56
1971 | Siemens | Main / Emergency Stop Switch Accessories | Accessories for 3LD2 - SENTRON - Safe.Flexible.Effificient Accessories for 3LD2 | N or PE terminal Continous ¦ For front mounting switch 3LD20 (16A) | Mounting: For front mounting switch | For Switch: 3LD20 (16A) |  |  |  | N or PE terminal Continous | Not stocked | 3LD9200-2B |  | 1855 |  | 3LD2 |  |  | 1 |  | 56
1972 | Siemens | Main / Emergency Stop Switch Accessories | Accessories for 3LD2 - SENTRON - Safe.Flexible.Effificient Accessories for 3LD2 | N or PE terminal Continous ¦ For front mounting switch 3LD21 (25A) and 3LD22 (32A) | Mounting: For front mounting switch | For Switch: 3LD21 (25A) and 3LD22 (32A) |  |  |  | N or PE terminal Continous | Not stocked | 3LD9220-2B |  | 2120 |  | 3LD2 |  |  | 1 |  | 56
1973 | Siemens | Main / Emergency Stop Switch Accessories | Accessories for 3LD2 - SENTRON - Safe.Flexible.Effificient Accessories for 3LD2 | N or PE terminal Continous ¦ For front mounting switch 3LD25 (63A) | Mounting: For front mounting switch | For Switch: 3LD25 (63A) |  |  |  | N or PE terminal Continous | Not stocked | 3LD9250-2BA |  | 2790 |  | 3LD2 |  |  | 1 |  | 56
1974 | Siemens | Main / Emergency Stop Switch Accessories | Accessories for 3LD2 - SENTRON - Safe.Flexible.Effificient Accessories for 3LD2 | N or PE terminal Continous ¦ For front mounting switch 3LD27 (100A) and 3LD28 (125A) | Mounting: For front mounting switch | For Switch: 3LD27 (100A) and 3LD28 (125A) |  |  |  | N or PE terminal Continous | Not stocked | 3LD9280-2B |  | 3385 |  | 3LD2 |  |  | 1 |  | 56
1975 | Siemens | Main / Emergency Stop Switch Accessories | Accessories for 3LD2 - SENTRON - Safe.Flexible.Effificient Accessories for 3LD2 | N or PE terminal Continous ¦ For front mounting switch 3LD23 (160A) and 3LD24 (250A) | Mounting: For front mounting switch | For Switch: 3LD23 (160A) and 3LD24 (250A) |  |  |  | N or PE terminal Continous | Not stocked | 3LD9240-2B |  | Upon request |  | 3LD2 |  |  | 1 |  | 56
1976 | Siemens | Main / Emergency Stop Switch Accessories | Accessories for 3LD2 - SENTRON - Safe.Flexible.Effificient Accessories for 3LD2 | Auxiliary switches For mounting on left and/or right 1NO+1NC ¦ For front mounting switch 3LD20, 3LD21, 3LD22, 3LD25, 3LD27, 3LD28, 3LD23 and 3LD24 | Mounting: For front mounting switch | For Switch: 3LD20, 3LD21, 3LD22, 3LD25, 3LD27, 3LD28, 3LD23 and 3LD24 |  |  |  | Auxiliary switches For mounting on left and/or right 1NO+1NC | Not stocked | 3LD9200-5B |  | 3085 |  | 3LD2 |  |  | 1 |  | 56
1977 | Siemens | Main / Emergency Stop Switch Accessories | Accessories for 3LD2 - SENTRON - Safe.Flexible.Effificient Accessories for 3LD2 | Add on switched 4th pole (N Conductor Leading switch ON, delayed switch OFF) ¦ For floor and distribution board mounting switch or 3LD2 switch in moulded-plastic enclosure 3LD21 (25A) and 3LD22 (32A) | Mounting: For floor and distribution board mounting switch or 3LD2 switch in moulded-plastic enclosure | For Switch: 3LD21 (25A) and 3LD22 (32A) |  |  |  | Add on switched 4th pole (N Conductor Leading switch ON, delayed switch OFF) | Not stocked | 3LD9220-0C |  | 2780 |  | 3LD2 |  |  | 1 |  | 56
1978 | Siemens | Main / Emergency Stop Switch Accessories | Accessories for 3LD2 - SENTRON - Safe.Flexible.Effificient Accessories for 3LD2 | Add on switched 4th pole (N Conductor Leading switch ON, delayed switch OFF) ¦ For floor and distribution board mounting switch or 3LD2 switch in moulded-plastic enclosure 3LD25 (63A) | Mounting: For floor and distribution board mounting switch or 3LD2 switch in moulded-plastic enclosure | For Switch: 3LD25 (63A) |  |  |  | Add on switched 4th pole (N Conductor Leading switch ON, delayed switch OFF) | Not stocked | 3LD9250-0CA |  | 4075 |  | 3LD2 |  |  | 1 |  | 56
1979 | Siemens | Main / Emergency Stop Switch Accessories | Accessories for 3LD2 - SENTRON - Safe.Flexible.Effificient Accessories for 3LD2 | Add on switched 4th pole (N Conductor Leading switch ON, delayed switch OFF) ¦ For floor and distribution board mounting switch or 3LD2 switch in moulded-plastic enclosure 3LD27 (100A) and 3LD28 (125A) | Mounting: For floor and distribution board mounting switch or 3LD2 switch in moulded-plastic enclosure | For Switch: 3LD27 (100A) and 3LD28 (125A) |  |  |  | Add on switched 4th pole (N Conductor Leading switch ON, delayed switch OFF) | Not stocked | 3LD9280-0C |  | 5045 |  | 3LD2 |  |  | 1 |  | 56
1980 | Siemens | Main / Emergency Stop Switch Accessories | Accessories for 3LD2 - SENTRON - Safe.Flexible.Effificient Accessories for 3LD2 | Add on switched 4th pole (N Conductor Leading switch ON, delayed switch OFF) ¦ For floor and distribution board mounting switch or 3LD2 switch in moulded-plastic enclosure 3LD23 (160A) and 3LD24 (250A) | Mounting: For floor and distribution board mounting switch or 3LD2 switch in moulded-plastic enclosure | For Switch: 3LD23 (160A) and 3LD24 (250A) |  |  |  | Add on switched 4th pole (N Conductor Leading switch ON, delayed switch OFF) | Not stocked | 3LD9240-0C |  | Upon request |  | 3LD2 |  |  | 1 |  | 56
1981 | Siemens | Main / Emergency Stop Switch Accessories | Accessories for 3LD2 - SENTRON - Safe.Flexible.Effificient Accessories for 3LD2 | N or PE terminal Continous ¦ For floor and distribution board mounting switch or 3LD2 switch in moulded-plastic enclosure 3LD20 (16A) | Mounting: For floor and distribution board mounting switch or 3LD2 switch in moulded-plastic enclosure | For Switch: 3LD20 (16A) |  |  |  | N or PE terminal Continous | Not stocked | 3LD9200-2C |  | 2500 |  | 3LD2 |  |  | 1 |  | 56
1982 | Siemens | Main / Emergency Stop Switch Accessories | Accessories for 3LD2 - SENTRON - Safe.Flexible.Effificient Accessories for 3LD2 | N or PE terminal Continous ¦ For floor and distribution board mounting switch or 3LD2 switch in moulded-plastic enclosure 3LD21 (25A) and 3LD22 (32A) | Mounting: For floor and distribution board mounting switch or 3LD2 switch in moulded-plastic enclosure | For Switch: 3LD21 (25A) and 3LD22 (32A) |  |  |  | N or PE terminal Continous | Not stocked | 3LD9220-2C |  | 2120 |  | 3LD2 |  |  | 1 |  | 56
1983 | Siemens | Main / Emergency Stop Switch Accessories | Accessories for 3LD2 - SENTRON - Safe.Flexible.Effificient Accessories for 3LD2 | N or PE terminal Continous ¦ For floor and distribution board mounting switch or 3LD2 switch in moulded-plastic enclosure 3LD25 (63A) | Mounting: For floor and distribution board mounting switch or 3LD2 switch in moulded-plastic enclosure | For Switch: 3LD25 (63A) |  |  |  | N or PE terminal Continous | Not stocked | 3LD9250-2CA |  | 2790 |  | 3LD2 |  |  | 1 |  | 56
1984 | Siemens | Main / Emergency Stop Switch Accessories | Accessories for 3LD2 - SENTRON - Safe.Flexible.Effificient Accessories for 3LD2 | N or PE terminal Continous ¦ For floor and distribution board mounting switch or 3LD2 switch in moulded-plastic enclosure 3LD27 (100A) and 3LD28 (125A) | Mounting: For floor and distribution board mounting switch or 3LD2 switch in moulded-plastic enclosure | For Switch: 3LD27 (100A) and 3LD28 (125A) |  |  |  | N or PE terminal Continous | Not stocked | 3LD9280-2C |  | 3385 |  | 3LD2 |  |  | 1 |  | 56
1985 | Siemens | Main / Emergency Stop Switch Accessories | Accessories for 3LD2 - SENTRON - Safe.Flexible.Effificient Accessories for 3LD2 | N or PE terminal Continous ¦ For floor and distribution board mounting switch or 3LD2 switch in moulded-plastic enclosure 3LD23 (160A) and 3LD24 (250A) | Mounting: For floor and distribution board mounting switch or 3LD2 switch in moulded-plastic enclosure | For Switch: 3LD23 (160A) and 3LD24 (250A) |  |  |  | N or PE terminal Continous | Not stocked | 3LD9240-2C |  | Upon request |  | 3LD2 |  |  | 1 |  | 56
1986 | Siemens | Main / Emergency Stop Switch Accessories | Accessories for 3LD2 - SENTRON - Safe.Flexible.Effificient Accessories for 3LD2 | Auxiliary switches For mounting on left and/or right 1NO+1NC ¦ For floor and distribution board mounting switch or 3LD2 switch in moulded-plastic enclosure 3LD20, 3LD21, 3LD22, 3LD25, 3LD27, 3LD28, 3LD23 and 3LD24 | Mounting: For floor and distribution board mounting switch or 3LD2 switch in moulded-plastic enclosure | For Switch: 3LD20, 3LD21, 3LD22, 3LD25, 3LD27, 3LD28, 3LD23 and 3LD24 |  |  |  | Auxiliary switches For mounting on left and/or right 1NO+1NC | Not stocked | 3LD9200-5C |  | 2930 |  | 3LD2 |  |  | 1 |  | 56
1987 | Siemens | Main / Emergency Stop Switch Accessories | Accessories for 3LD2 - SENTRON - Safe.Flexible.Effificient Accessories for 3LD2 | 4 pole ¦ Terminal cover for touch protection can be snapped on at top & bottom for front, floor and distribution board mounting 3LD20 (16A) | Mounting: Terminal cover for touch protection can be snapped on at top & bottom for front, floor and distribution board mounting | For Switch: 3LD20 (16A) |  |  |  | 4 pole | Not stocked | 3LD9201-1A |  | 950 |  | 3LD2 |  |  | 4 |  | 56
1988 | Siemens | Main / Emergency Stop Switch Accessories | Accessories for 3LD2 - SENTRON - Safe.Flexible.Effificient Accessories for 3LD2 | 3 pole ¦ Terminal cover for touch protection can be snapped on at top & bottom for front, floor and distribution board mounting 3LD21 (25A) and 3LD22 (32A) | Mounting: Terminal cover for touch protection can be snapped on at top & bottom for front, floor and distribution board mounting | For Switch: 3LD21 (25A) and 3LD22 (32A) |  |  |  | 3 pole | Not stocked | 3LD9221-0A |  | 880 |  | 3LD2 |  |  | 4 |  | 56
1989 | Siemens | Main / Emergency Stop Switch Accessories | Accessories for 3LD2 - SENTRON - Safe.Flexible.Effificient Accessories for 3LD2 | 3 pole ¦ Terminal cover for touch protection can be snapped on at top & bottom for front, floor and distribution board mounting 3LD25 (63A) | Mounting: Terminal cover for touch protection can be snapped on at top & bottom for front, floor and distribution board mounting | For Switch: 3LD25 (63A) |  |  |  | 3 pole | Not stocked | 3LD9251-0A |  | 985 |  | 3LD2 |  |  | 4 |  | 56
1990 | Siemens | Main / Emergency Stop Switch Accessories | Accessories for 3LD2 - SENTRON - Safe.Flexible.Effificient Accessories for 3LD2 | 1 pole ¦ Terminal cover for touch protection can be snapped on at top & bottom for front, floor and distribution board mounting 3LD27 (100A) and 3LD28 (125A) | Mounting: Terminal cover for touch protection can be snapped on at top & bottom for front, floor and distribution board mounting | For Switch: 3LD27 (100A) and 3LD28 (125A) |  |  |  | 1 pole | Not stocked | 3LD9281-2A |  | 475 |  | 3LD2 |  |  | 4 |  | 56
1991 | Siemens | Main / Emergency Stop Switch Accessories | Accessories for 3LD2 - SENTRON - Safe.Flexible.Effificient Accessories for 3LD2 | 1 pole ¦ Terminal cover for touch protection can be snapped on at top & bottom for front, floor and distribution board mounting 3LD23 (160A) and 3LD24 (250A) | Mounting: Terminal cover for touch protection can be snapped on at top & bottom for front, floor and distribution board mounting | For Switch: 3LD23 (160A) and 3LD24 (250A) |  |  |  | 1 pole | Not stocked | 3LD9241-2A |  | Upon request |  | 3LD2 |  |  | 4 |  | 56
1992 | Siemens | Main / Emergency Stop Switch Accessories | Accessories for 3LD2 - SENTRON - Safe.Flexible.Effificient Accessories for 3LD2 | Auxiliary switch, front-mounted, for long leading times 1NO+1NC, lagging switch-on, leading switch-off (20 ms to 150 ms) ¦ For front (four hole mounting only) and floor mounting switch or 3LD2 switch in moulded-plastic enclosure 3LD20, 3LD21, 3LD22, 3LD25, 3LD27 and 3LD28 | Mounting: For front (four hole mounting only) and floor mounting switch or 3LD2 switch in moulded-plastic enclosure | For Switch: 3LD20, 3LD21, 3LD22, 3LD25, 3LD27 and 3LD28 |  |  |  | Auxiliary switch, front-mounted, for long leading times 1NO+1NC, lagging switch-on, leading switch-off (20 ms to 150 ms) | Not stocked | 3LD9280-5D |  | Upon request |  | 3LD2 |  |  | 1 |  | 56
1993 | Siemens | Main / Emergency Stop Switch Accessories | Accessories for 3LD2 - SENTRON - Safe.Flexible.Effificient Accessories for 3LD2 | Auxiliary switch, front-mounted, for long leading times 1NO+1NC, lagging switch-on, leading switch-off (20 ms to 150 ms) ¦ For front (four hole mounting only) and floor mounting switch or 3LD2 switch in moulded-plastic enclosure 3LD23 and 3LD24 | Mounting: For front (four hole mounting only) and floor mounting switch or 3LD2 switch in moulded-plastic enclosure | For Switch: 3LD23 and 3LD24 |  |  |  | Auxiliary switch, front-mounted, for long leading times 1NO+1NC, lagging switch-on, leading switch-off (20 ms to 150 ms) | Not stocked | 3LD9240-5D |  | Upon request |  | 3LD2 |  |  | 1 |  | 56
1994 | Siemens | Main / Emergency Stop Switch Accessories | Accessories for 3LD2 - Motor control switches 3LA0 | Open execution ¦ On/Off ¦ 7.5 | Motor output 415V, 50Hz, 3Ph kW: 7.5 |  |  |  |  | Open execution ¦ On/Off | Not stocked | 3LA0201-1YA |  | 5150 |  | 3LD2 |  |  | 10 |  | 56
1995 | Siemens | Main / Emergency Stop Switch Accessories | Accessories for 3LD2 - Motor control switches 3LA0 | On/Off ¦ 30 | Motor output 415V, 50Hz, 3Ph kW: 30 |  |  |  |  | On/Off | Not stocked | 3LA0601-1YB |  | 11950 |  | 3LD2 |  |  | 5 |  | 56
1996 | Siemens | Main / Emergency Stop Switch Accessories | Accessories for 3LD2 - Motor control switches 3LA0 | System selector ¦ 5.5 | Motor output 415V, 50Hz, 3Ph kW: 5.5 |  |  |  |  | System selector | Not stocked | 3LA0202-1YA |  | 5880 |  | 3LD2 |  |  | 10 |  | 56
1997 | Siemens | Main / Emergency Stop Switch Accessories | Accessories for 3LD2 - Motor control switches 3LA0 | System selector ¦ 30 | Motor output 415V, 50Hz, 3Ph kW: 30 |  |  |  |  | System selector | Not stocked | 3LA0602-1YB |  | 16715 |  | 3LD2 |  |  | 5 |  | 56
1998 | Siemens | Main / Emergency Stop Switch Accessories | Accessories for 3LD2 - Motor control switches 3LA0 | Reversing ¦ 5.5 | Motor output 415V, 50Hz, 3Ph kW: 5.5 |  |  |  |  | Reversing | Not stocked | 3LA0203-1YA |  | 5880 |  | 3LD2 |  |  | 10 |  | 56
1999 | Siemens | Main / Emergency Stop Switch Accessories | Accessories for 3LD2 - Motor control switches 3LA0 | Reversing ¦ 30 | Motor output 415V, 50Hz, 3Ph kW: 30 |  |  |  |  | Reversing | Not stocked | 3LA0603-1YB |  | 16715 |  | 3LD2 |  |  | 5 |  | 56
2000 | Siemens | Main / Emergency Stop Switch Accessories | Accessories for 3LD2 - Motor control switches 3LA0 | Star-delta ¦ 12 | Motor output 415V, 50Hz, 3Ph kW: 12 |  |  |  |  | Star-delta | Not stocked | 3LA0204-5YA |  | 8285 |  | 3LD2 |  |  | 10 |  | 56
2001 | Siemens | Main / Emergency Stop Switch Accessories | Accessories for 3LD2 - Motor control switches 3LA0 | Star-delta ¦ 30 | Motor output 415V, 50Hz, 3Ph kW: 30 |  |  |  |  | Star-delta | Not stocked | 3LA0604-1YB |  | 22760 |  | 3LD2 |  |  | 5 |  | 56
2002 | Siemens | Main / Emergency Stop Switch Accessories | Accessories for 3LD2 - Motor control switches 3LA0 | 2 speed pole changing i) Separate windings ¦ 5.5 | Motor output 415V, 50Hz, 3Ph kW: 5.5 |  |  |  |  | 2 speed pole changing i) Separate windings | Not stocked | 3LA0205-2YA |  | 5880 |  | 3LD2 |  |  | 10 |  | 56
2003 | Siemens | Main / Emergency Stop Switch Accessories | Accessories for 3LD2 - Motor control switches 3LA0 | 2 speed pole changing ii) Dahlander ¦ 5.5 | Motor output 415V, 50Hz, 3Ph kW: 5.5 |  |  |  |  | 2 speed pole changing ii) Dahlander | Not stocked | 3LA0205-1YA |  | 7915 |  | 3LD2 |  |  | 10 |  | 56
2004 | Siemens | Main / Emergency Stop Switch Accessories | Accessories for 3LD2 - Motor control switches 3LA0 | Reversing pole changing ¦ 5.5 | Motor output 415V, 50Hz, 3Ph kW: 5.5 |  |  |  |  | Reversing pole changing | Not stocked | 3LA0205-3YA |  | 11365 |  | 3LD2 |  |  | 10 |  | 56
2005 | Siemens | Main / Emergency Stop Switch Accessories | Accessories for 3LD2 - Heavy duty switches 3LA0 | 2 25 16 Open execution | No. of poles: 2 | Rated current / AC 22A: 25 | Rated current / AC 23A: 16 | Version: Open execution |  | Heavy duty switches 3LA0 | Not stocked | 3LA0205-4YA |  | 3525 |  | 3LD2 |  |  | 10 |  | 56
2006 | Siemens | Main / Emergency Stop Switch Accessories | Accessories for 3LD2 - Heavy duty switches 3LA0 | 2 63 52 Open execution | No. of poles: 2 | Rated current / AC 22A: 63 | Rated current / AC 23A: 52 | Version: Open execution |  | Heavy duty switches 3LA0 | Not stocked | 3LA0605-1YB |  | 8475 |  | 3LD2 |  |  | 5 |  | 56
2007 | Siemens | Main / Emergency Stop Switch Accessories | Accessories for 3LD2 - Heavy duty switches 3LA0 | 4 25 16 Open execution | No. of poles: 4 | Rated current / AC 22A: 25 | Rated current / AC 23A: 16 | Version: Open execution |  | Heavy duty switches 3LA0 | Not stocked | 3LA0205-5YA |  | 5880 |  | 3LD2 |  |  | 10 |  | 56
2008 | Siemens | Main / Emergency Stop Switch Accessories | Accessories for 3LD2 - Heavy duty switches 3LA0 | 4 63 52 Open execution | No. of poles: 4 | Rated current / AC 22A: 63 | Rated current / AC 23A: 52 | Version: Open execution |  | Heavy duty switches 3LA0 | Not stocked | 3LA0605-2YB |  | 15455 |  | 3LD2 |  |  | 5 |  | 56
2009 | Siemens | Control Switch | 3LD4 control switches | 1 Pole ¦ 6A (001) | Variant: 6A (001) | [5 empty] | Not stocked | 3LD40011AA00-0RC0 |  | 310 |  | SINOPLUS 3LD4 |  |  | 1 | Part code completed with the current code in ( ) as per footnote on the price list page | 59
2010 | Siemens | Control Switch | 3LD4 control switches | 1 Pole ¦ 10A (102) | Variant: 10A (102) | [5 empty] | Not stocked | 3LD41021AA00-0RC0 |  | 595 |  | SINOPLUS 3LD4 |  |  | 1 | Part code completed with the current code in ( ) as per footnote on the price list page | 59
2011 | Siemens | Control Switch | 3LD4 control switches | 1 Pole ¦ 16A (103) | Variant: 16A (103) | [5 empty] | Not stocked | 3LD41031AA00-0RC0 |  | 715 |  | SINOPLUS 3LD4 |  |  | 1 | Part code completed with the current code in ( ) as per footnote on the price list page | 59
2012 | Siemens | Control Switch | 3LD4 control switches | 1 Pole ¦ 20A (104) | Variant: 20A (104) | [5 empty] | Not stocked | 3LD41041AA00-0RC0 |  | 750 |  | SINOPLUS 3LD4 |  |  | 1 | Part code completed with the current code in ( ) as per footnote on the price list page | 59
2013 | Siemens | Control Switch | 3LD4 control switches | 1 Pole ¦ 25A (205) | Variant: 25A (205) | [5 empty] | Not stocked | 3LD42051AA00-0RC0 |  | 780 |  | SINOPLUS 3LD4 |  |  | 1 | Part code completed with the current code in ( ) as per footnote on the price list page | 59
2014 | Siemens | Control Switch | 3LD4 control switches | 1 Pole ¦ 32A (206) | Variant: 32A (206) | [5 empty] | Not stocked | 3LD42061AA00-0RC0 |  | 955 |  | SINOPLUS 3LD4 |  |  | 1 | Part code completed with the current code in ( ) as per footnote on the price list page | 59
2015 | Siemens | Control Switch | 3LD4 control switches | 1 Pole ¦ 40A (207) | Variant: 40A (207) | [5 empty] | Not stocked | 3LD42071AA00-0RC0 |  | 1220 |  | SINOPLUS 3LD4 |  |  | 1 | Part code completed with the current code in ( ) as per footnote on the price list page | 59
2016 | Siemens | Control Switch | 3LD4 control switches | 1 Pole ¦ 63A (208) | Variant: 63A (208) | [5 empty] | Not stocked | 3LD42081AA00-0RC0 |  | 1425 |  | SINOPLUS 3LD4 |  |  | 1 | Part code completed with the current code in ( ) as per footnote on the price list page | 59
2017 | Siemens | Control Switch | 3LD4 control switches | 1 Pole ¦ 100A (309) | Variant: 100A (309) | [5 empty] | Not stocked | 3LD43091AA00-0RC0 |  | 7455 |  | SINOPLUS 3LD4 |  |  | 1 | Part code completed with the current code in ( ) as per footnote on the price list page | 59
2018 | Siemens | Control Switch | 3LD4 control switches | 2 Pole ¦ 6A (001) | Variant: 6A (001) | [5 empty] | Not stocked | 3LD40012AA00-0RC0 |  | 400 |  | SINOPLUS 3LD4 |  |  | 1 | Part code completed with the current code in ( ) as per footnote on the price list page | 59
2019 | Siemens | Control Switch | 3LD4 control switches | 2 Pole ¦ 10A (102) | Variant: 10A (102) | [5 empty] | Not stocked | 3LD41022AA00-0RC0 |  | 670 |  | SINOPLUS 3LD4 |  |  | 1 | Part code completed with the current code in ( ) as per footnote on the price list page | 59
2020 | Siemens | Control Switch | 3LD4 control switches | 2 Pole ¦ 16A (103) | Variant: 16A (103) | [5 empty] | Not stocked | 3LD41032AA00-0RC0 |  | 805 |  | SINOPLUS 3LD4 |  |  | 1 | Part code completed with the current code in ( ) as per footnote on the price list page | 59
2021 | Siemens | Control Switch | 3LD4 control switches | 2 Pole ¦ 20A (104) | Variant: 20A (104) | [5 empty] | Not stocked | 3LD41042AA00-0RC0 |  | 895 |  | SINOPLUS 3LD4 |  |  | 1 | Part code completed with the current code in ( ) as per footnote on the price list page | 59
2022 | Siemens | Control Switch | 3LD4 control switches | 2 Pole ¦ 25A (205) | Variant: 25A (205) | [5 empty] | Not stocked | 3LD42052AA00-0RC0 |  | 935 |  | SINOPLUS 3LD4 |  |  | 1 | Part code completed with the current code in ( ) as per footnote on the price list page | 59
2023 | Siemens | Control Switch | 3LD4 control switches | 2 Pole ¦ 32A (206) | Variant: 32A (206) | [5 empty] | Not stocked | 3LD42062AA00-0RC0 |  | 1110 |  | SINOPLUS 3LD4 |  |  | 1 | Part code completed with the current code in ( ) as per footnote on the price list page | 59
2024 | Siemens | Control Switch | 3LD4 control switches | 2 Pole ¦ 40A (207) | Variant: 40A (207) | [5 empty] | Not stocked | 3LD42072AA00-0RC0 |  | 1465 |  | SINOPLUS 3LD4 |  |  | 1 | Part code completed with the current code in ( ) as per footnote on the price list page | 59
2025 | Siemens | Control Switch | 3LD4 control switches | 2 Pole ¦ 63A (208) | Variant: 63A (208) | [5 empty] | Not stocked | 3LD42082AA00-0RC0 |  | 1825 |  | SINOPLUS 3LD4 |  |  | 1 | Part code completed with the current code in ( ) as per footnote on the price list page | 59
2026 | Siemens | Control Switch | 3LD4 control switches | 2 Pole ¦ 100A (309) | Variant: 100A (309) | [5 empty] | Not stocked | 3LD43092AA00-0RC0 |  | 9305 |  | SINOPLUS 3LD4 |  |  | 1 | Part code completed with the current code in ( ) as per footnote on the price list page | 59
2027 | Siemens | Control Switch | 3LD4 control switches | 3 Pole ¦ 6A (001) | Variant: 6A (001) | [5 empty] | Not stocked | 3LD40013AA00-0RC0 |  | 435 |  | SINOPLUS 3LD4 |  |  | 1 | Part code completed with the current code in ( ) as per footnote on the price list page | 59
2028 | Siemens | Control Switch | 3LD4 control switches | 3 Pole ¦ 10A (102) | Variant: 10A (102) | [5 empty] | Not stocked | 3LD41023AA00-0RC0 |  | 805 |  | SINOPLUS 3LD4 |  |  | 1 | Part code completed with the current code in ( ) as per footnote on the price list page | 59
2029 | Siemens | Control Switch | 3LD4 control switches | 3 Pole ¦ 16A (103) | Variant: 16A (103) | [5 empty] | Not stocked | 3LD41033AA00-0RC0 |  | 945 |  | SINOPLUS 3LD4 |  |  | 1 | Part code completed with the current code in ( ) as per footnote on the price list page | 59
2030 | Siemens | Control Switch | 3LD4 control switches | 3 Pole ¦ 20A (104) | Variant: 20A (104) | [5 empty] | Not stocked | 3LD41043AA00-0RC0 |  | 1030 |  | SINOPLUS 3LD4 |  |  | 1 | Part code completed with the current code in ( ) as per footnote on the price list page | 59
2031 | Siemens | Control Switch | 3LD4 control switches | 3 Pole ¦ 25A (205) | Variant: 25A (205) | [5 empty] | Not stocked | 3LD42053AA00-0RC0 |  | 1220 |  | SINOPLUS 3LD4 |  |  | 1 | Part code completed with the current code in ( ) as per footnote on the price list page | 59
2032 | Siemens | Control Switch | 3LD4 control switches | 3 Pole ¦ 32A (206) | Variant: 32A (206) | [5 empty] | Not stocked | 3LD42063AA00-0RC0 |  | 1365 |  | SINOPLUS 3LD4 |  |  | 1 | Part code completed with the current code in ( ) as per footnote on the price list page | 59
2033 | Siemens | Control Switch | 3LD4 control switches | 3 Pole ¦ 40A (207) | Variant: 40A (207) | [5 empty] | Not stocked | 3LD42073AA00-0RC0 |  | 1710 |  | SINOPLUS 3LD4 |  |  | 1 | Part code completed with the current code in ( ) as per footnote on the price list page | 59
2034 | Siemens | Control Switch | 3LD4 control switches | 3 Pole ¦ 63A (208) | Variant: 63A (208) | [5 empty] | Not stocked | 3LD42083AA00-0RC0 |  | 2450 |  | SINOPLUS 3LD4 |  |  | 1 | Part code completed with the current code in ( ) as per footnote on the price list page | 59
2035 | Siemens | Control Switch | 3LD4 control switches | 3 Pole ¦ 100A (309) | Variant: 100A (309) | [5 empty] | Not stocked | 3LD43093AA00-0RC0 |  | 11455 |  | SINOPLUS 3LD4 |  |  | 1 | Part code completed with the current code in ( ) as per footnote on the price list page | 59
2036 | Siemens | Control Switch | 3LD4 control switches | 4 Pole ¦ 6A (001) | Variant: 6A (001) | [5 empty] | Not stocked | 3LD40014AA00-0RC0 |  | 535 |  | SINOPLUS 3LD4 |  |  | 1 | Part code completed with the current code in ( ) as per footnote on the price list page | 59
2037 | Siemens | Control Switch | 3LD4 control switches | 4 Pole ¦ 10A (102) | Variant: 10A (102) | [5 empty] | Not stocked | 3LD41024AA00-0RC0 |  | 870 |  | SINOPLUS 3LD4 |  |  | 1 | Part code completed with the current code in ( ) as per footnote on the price list page | 59
2038 | Siemens | Control Switch | 3LD4 control switches | 4 Pole ¦ 16A (103) | Variant: 16A (103) | [5 empty] | Not stocked | 3LD41034AA00-0RC0 |  | 1020 |  | SINOPLUS 3LD4 |  |  | 1 | Part code completed with the current code in ( ) as per footnote on the price list page | 59
2039 | Siemens | Control Switch | 3LD4 control switches | 4 Pole ¦ 20A (104) | Variant: 20A (104) | [5 empty] | Not stocked | 3LD41044AA00-0RC0 |  | 1225 |  | SINOPLUS 3LD4 |  |  | 1 | Part code completed with the current code in ( ) as per footnote on the price list page | 59
2040 | Siemens | Control Switch | 3LD4 control switches | 4 Pole ¦ 25A (205) | Variant: 25A (205) | [5 empty] | Not stocked | 3LD42054AA00-0RC0 |  | 1505 |  | SINOPLUS 3LD4 |  |  | 1 | Part code completed with the current code in ( ) as per footnote on the price list page | 59
2041 | Siemens | Control Switch | 3LD4 control switches | 4 Pole ¦ 32A (206) | Variant: 32A (206) | [5 empty] | Not stocked | 3LD42064AA00-0RC0 |  | 1615 |  | SINOPLUS 3LD4 |  |  | 1 | Part code completed with the current code in ( ) as per footnote on the price list page | 59
2042 | Siemens | Control Switch | 3LD4 control switches | 4 Pole ¦ 40A (207) | Variant: 40A (207) | [5 empty] | Not stocked | 3LD42074AA00-0RC0 |  | 1960 |  | SINOPLUS 3LD4 |  |  | 1 | Part code completed with the current code in ( ) as per footnote on the price list page | 59
2043 | Siemens | Control Switch | 3LD4 control switches | 4 Pole ¦ 63A (208) | Variant: 63A (208) | [5 empty] | Not stocked | 3LD42084AA00-0RC0 |  | 2950 |  | SINOPLUS 3LD4 |  |  | 1 | Part code completed with the current code in ( ) as per footnote on the price list page | 59
2044 | Siemens | Control Switch | 3LD4 control switches | 4 Pole ¦ 100A (309) | Variant: 100A (309) | [5 empty] | Not stocked | 3LD43094AA00-0RC0 |  | 13420 |  | SINOPLUS 3LD4 |  |  | 1 | Part code completed with the current code in ( ) as per footnote on the price list page | 59
2045 | Siemens | Control Switch | 3LD4 control switches - with complete rotation | 1 Pole ¦ 6A (001) | Variant: 6A (001) | [5 empty] | Not stocked | 3LD40011BC00-0RC0 |  | 305 |  | SINOPLUS 3LD4 |  |  | 1 | Part code completed with the current code in ( ) as per footnote on the price list page | 59
2046 | Siemens | Control Switch | 3LD4 control switches - with complete rotation | 1 Pole ¦ 10A (102) | Variant: 10A (102) | [5 empty] | Not stocked | 3LD41021BC00-0RC0 |  | 595 |  | SINOPLUS 3LD4 |  |  | 1 | Part code completed with the current code in ( ) as per footnote on the price list page | 59
2047 | Siemens | Control Switch | 3LD4 control switches - with complete rotation | 1 Pole ¦ 16A (103) | Variant: 16A (103) | [5 empty] | Not stocked | 3LD41031BC00-0RC0 |  | 715 |  | SINOPLUS 3LD4 |  |  | 1 | Part code completed with the current code in ( ) as per footnote on the price list page | 59
2048 | Siemens | Control Switch | 3LD4 control switches - with complete rotation | 1 Pole ¦ 20A (104) | Variant: 20A (104) | [5 empty] | Not stocked | 3LD41041BC00-0RC0 |  | 750 |  | SINOPLUS 3LD4 |  |  | 1 | Part code completed with the current code in ( ) as per footnote on the price list page | 59
2049 | Siemens | Control Switch | 3LD4 control switches - with complete rotation | 1 Pole ¦ 25A (205) | Variant: 25A (205) | [5 empty] | Not stocked | 3LD42051BC00-0RC0 |  | 755 |  | SINOPLUS 3LD4 |  |  | 1 | Part code completed with the current code in ( ) as per footnote on the price list page | 59
2050 | Siemens | Control Switch | 3LD4 control switches - with complete rotation | 1 Pole ¦ 32A (206) | Variant: 32A (206) | [5 empty] | Not stocked | 3LD42061BC00-0RC0 |  | 945 |  | SINOPLUS 3LD4 |  |  | 1 | Part code completed with the current code in ( ) as per footnote on the price list page | 59
2051 | Siemens | Control Switch | 3LD4 control switches - with complete rotation | 1 Pole ¦ 40A (207) | Variant: 40A (207) | [5 empty] | Not stocked | 3LD42071BC00-0RC0 |  | 1215 |  | SINOPLUS 3LD4 |  |  | 1 | Part code completed with the current code in ( ) as per footnote on the price list page | 59
2052 | Siemens | Control Switch | 3LD4 control switches - with complete rotation | 1 Pole ¦ 63A (208) | Variant: 63A (208) | [5 empty] | Not stocked | 3LD42081BC00-0RC0 |  | 1420 |  | SINOPLUS 3LD4 |  |  | 1 | Part code completed with the current code in ( ) as per footnote on the price list page | 59
2053 | Siemens | Control Switch | 3LD4 control switches - with complete rotation | 1 Pole ¦ 100A (309) | Variant: 100A (309) | [5 empty] | Not stocked | 3LD43091BC00-0RC0 |  | 7455 |  | SINOPLUS 3LD4 |  |  | 1 | Part code completed with the current code in ( ) as per footnote on the price list page | 59
2054 | Siemens | Control Switch | 3LD4 control switches - with complete rotation | 2 Pole ¦ 6A (001) | Variant: 6A (001) | [5 empty] | Not stocked | 3LD40012BC00-0RC0 |  | 400 |  | SINOPLUS 3LD4 |  |  | 1 | Part code completed with the current code in ( ) as per footnote on the price list page | 59
2055 | Siemens | Control Switch | 3LD4 control switches - with complete rotation | 2 Pole ¦ 10A (102) | Variant: 10A (102) | [5 empty] | Not stocked | 3LD41022BC00-0RC0 |  | 670 |  | SINOPLUS 3LD4 |  |  | 1 | Part code completed with the current code in ( ) as per footnote on the price list page | 59
2056 | Siemens | Control Switch | 3LD4 control switches - with complete rotation | 2 Pole ¦ 16A (103) | Variant: 16A (103) | [5 empty] | Not stocked | 3LD41032BC00-0RC0 |  | 805 |  | SINOPLUS 3LD4 |  |  | 1 | Part code completed with the current code in ( ) as per footnote on the price list page | 59
2057 | Siemens | Control Switch | 3LD4 control switches - with complete rotation | 2 Pole ¦ 20A (104) | Variant: 20A (104) | [5 empty] | Not stocked | 3LD41042BC00-0RC0 |  | 895 |  | SINOPLUS 3LD4 |  |  | 1 | Part code completed with the current code in ( ) as per footnote on the price list page | 59
2058 | Siemens | Control Switch | 3LD4 control switches - with complete rotation | 2 Pole ¦ 25A (205) | Variant: 25A (205) | [5 empty] | Not stocked | 3LD42052BC00-0RC0 |  | 935 |  | SINOPLUS 3LD4 |  |  | 1 | Part code completed with the current code in ( ) as per footnote on the price list page | 59
2059 | Siemens | Control Switch | 3LD4 control switches - with complete rotation | 2 Pole ¦ 32A (206) | Variant: 32A (206) | [5 empty] | Not stocked | 3LD42062BC00-0RC0 |  | 1110 |  | SINOPLUS 3LD4 |  |  | 1 | Part code completed with the current code in ( ) as per footnote on the price list page | 59
2060 | Siemens | Control Switch | 3LD4 control switches - with complete rotation | 2 Pole ¦ 40A (207) | Variant: 40A (207) | [5 empty] | Not stocked | 3LD42072BC00-0RC0 |  | 1465 |  | SINOPLUS 3LD4 |  |  | 1 | Part code completed with the current code in ( ) as per footnote on the price list page | 59
2061 | Siemens | Control Switch | 3LD4 control switches - with complete rotation | 2 Pole ¦ 63A (208) | Variant: 63A (208) | [5 empty] | Not stocked | 3LD42082BC00-0RC0 |  | 1825 |  | SINOPLUS 3LD4 |  |  | 1 | Part code completed with the current code in ( ) as per footnote on the price list page | 59
2062 | Siemens | Control Switch | 3LD4 control switches - with complete rotation | 2 Pole ¦ 100A (309) | Variant: 100A (309) | [5 empty] | Not stocked | 3LD43092BC00-0RC0 |  | 9305 |  | SINOPLUS 3LD4 |  |  | 1 | Part code completed with the current code in ( ) as per footnote on the price list page | 59
2063 | Siemens | Control Switch | 3LD4 control switches - with complete rotation | 3 Pole ¦ 6A (001) | Variant: 6A (001) | [5 empty] | Not stocked | 3LD40013BC00-0RC0 |  | 435 |  | SINOPLUS 3LD4 |  |  | 1 | Part code completed with the current code in ( ) as per footnote on the price list page | 59
2064 | Siemens | Control Switch | 3LD4 control switches - with complete rotation | 3 Pole ¦ 10A (102) | Variant: 10A (102) | [5 empty] | Not stocked | 3LD41023BC00-0RC0 |  | 805 |  | SINOPLUS 3LD4 |  |  | 1 | Part code completed with the current code in ( ) as per footnote on the price list page | 59
2065 | Siemens | Control Switch | 3LD4 control switches - with complete rotation | 3 Pole ¦ 16A (103) | Variant: 16A (103) | [5 empty] | Not stocked | 3LD41033BC00-0RC0 |  | 945 |  | SINOPLUS 3LD4 |  |  | 1 | Part code completed with the current code in ( ) as per footnote on the price list page | 59
2066 | Siemens | Control Switch | 3LD4 control switches - with complete rotation | 3 Pole ¦ 20A (104) | Variant: 20A (104) | [5 empty] | Not stocked | 3LD41043BC00-0RC0 |  | 1030 |  | SINOPLUS 3LD4 |  |  | 1 | Part code completed with the current code in ( ) as per footnote on the price list page | 59
2067 | Siemens | Control Switch | 3LD4 control switches - with complete rotation | 3 Pole ¦ 25A (205) | Variant: 25A (205) | [5 empty] | Not stocked | 3LD42053BC00-0RC0 |  | 1220 |  | SINOPLUS 3LD4 |  |  | 1 | Part code completed with the current code in ( ) as per footnote on the price list page | 59
2068 | Siemens | Control Switch | 3LD4 control switches - with complete rotation | 3 Pole ¦ 32A (206) | Variant: 32A (206) | [5 empty] | Not stocked | 3LD42063BC00-0RC0 |  | 1365 |  | SINOPLUS 3LD4 |  |  | 1 | Part code completed with the current code in ( ) as per footnote on the price list page | 59
2069 | Siemens | Control Switch | 3LD4 control switches - with complete rotation | 3 Pole ¦ 40A (207) | Variant: 40A (207) | [5 empty] | Not stocked | 3LD42073BC00-0RC0 |  | 1710 |  | SINOPLUS 3LD4 |  |  | 1 | Part code completed with the current code in ( ) as per footnote on the price list page | 59
2070 | Siemens | Control Switch | 3LD4 control switches - with complete rotation | 3 Pole ¦ 63A (208) | Variant: 63A (208) | [5 empty] | Not stocked | 3LD42083BC00-0RC0 |  | 2450 |  | SINOPLUS 3LD4 |  |  | 1 | Part code completed with the current code in ( ) as per footnote on the price list page | 59
2071 | Siemens | Control Switch | 3LD4 control switches - with complete rotation | 3 Pole ¦ 100A (309) | Variant: 100A (309) | [5 empty] | Not stocked | 3LD43093BC00-0RC0 |  | 11455 |  | SINOPLUS 3LD4 |  |  | 1 | Part code completed with the current code in ( ) as per footnote on the price list page | 59
2072 | Siemens | Control Switch | 3LD4 control switches - with complete rotation | 4 Pole ¦ 6A (001) | Variant: 6A (001) | [5 empty] | Not stocked | 3LD40014BC00-0RC0 |  | 535 |  | SINOPLUS 3LD4 |  |  | 1 | Part code completed with the current code in ( ) as per footnote on the price list page | 59
2073 | Siemens | Control Switch | 3LD4 control switches - with complete rotation | 4 Pole ¦ 10A (102) | Variant: 10A (102) | [5 empty] | Not stocked | 3LD41024BC00-0RC0 |  | 870 |  | SINOPLUS 3LD4 |  |  | 1 | Part code completed with the current code in ( ) as per footnote on the price list page | 59
2074 | Siemens | Control Switch | 3LD4 control switches - with complete rotation | 4 Pole ¦ 16A (103) | Variant: 16A (103) | [5 empty] | Not stocked | 3LD41034BC00-0RC0 |  | 1020 |  | SINOPLUS 3LD4 |  |  | 1 | Part code completed with the current code in ( ) as per footnote on the price list page | 59
2075 | Siemens | Control Switch | 3LD4 control switches - with complete rotation | 4 Pole ¦ 20A (104) | Variant: 20A (104) | [5 empty] | Not stocked | 3LD41044BC00-0RC0 |  | 1225 |  | SINOPLUS 3LD4 |  |  | 1 | Part code completed with the current code in ( ) as per footnote on the price list page | 59
2076 | Siemens | Control Switch | 3LD4 control switches - with complete rotation | 4 Pole ¦ 25A (205) | Variant: 25A (205) | [5 empty] | Not stocked | 3LD42054BC00-0RC0 |  | 1505 |  | SINOPLUS 3LD4 |  |  | 1 | Part code completed with the current code in ( ) as per footnote on the price list page | 59
2077 | Siemens | Control Switch | 3LD4 control switches - with complete rotation | 4 Pole ¦ 32A (206) | Variant: 32A (206) | [5 empty] | Not stocked | 3LD42064BC00-0RC0 |  | 1615 |  | SINOPLUS 3LD4 |  |  | 1 | Part code completed with the current code in ( ) as per footnote on the price list page | 59
2078 | Siemens | Control Switch | 3LD4 control switches - with complete rotation | 4 Pole ¦ 40A (207) | Variant: 40A (207) | [5 empty] | Not stocked | 3LD42074BC00-0RC0 |  | 1960 |  | SINOPLUS 3LD4 |  |  | 1 | Part code completed with the current code in ( ) as per footnote on the price list page | 59
2079 | Siemens | Control Switch | 3LD4 control switches - with complete rotation | 4 Pole ¦ 63A (208) | Variant: 63A (208) | [5 empty] | Not stocked | 3LD42084BC00-0RC0 |  | 2950 |  | SINOPLUS 3LD4 |  |  | 1 | Part code completed with the current code in ( ) as per footnote on the price list page | 59
2080 | Siemens | Control Switch | 3LD4 control switches - with complete rotation | 4 Pole ¦ 100A (309) | Variant: 100A (309) | [5 empty] | Not stocked | 3LD43094BC00-0RC0 |  | 13420 |  | SINOPLUS 3LD4 |  |  | 1 | Part code completed with the current code in ( ) as per footnote on the price list page | 59
2081 | Siemens | Control Switch | 3LD4 control switches - entation Selector Switch lector Switch (ASS) | Line currents with OFF ¦ 6A | Rating: 6A | [5 empty] | Not stocked | 3LD40014DC200RC0 |  | 655 |  | SINOPLUS 3LD4 |  |  | 1 |  | 59
2082 | Siemens | Control Switch | 3LD4 control switches - entation Selector Switch lector Switch (ASS) | Line currents with OFF ¦ 10A | Rating: 10A | [5 empty] | Not stocked | 3LD41024DC200RC0 |  | 785 |  | SINOPLUS 3LD4 |  |  | 1 |  | 59
2083 | Siemens | Control Switch | 3LD4 control switches - entation Selector Switch lector Switch (ASS) | Line currents with OFF ¦ 16A | Rating: 16A | [5 empty] | Not stocked | 3LD41034DC200RC0 |  | 1000 |  | SINOPLUS 3LD4 |  |  | 1 |  | 59
2084 | Siemens | Control Switch | 3LD4 control switches - entation Selector Switch lector Switch (ASS) | Line currents with OFF ¦ 20A | Rating: 20A | [5 empty] | Not stocked | 3LD41044DC200RC0 |  | 1115 |  | SINOPLUS 3LD4 |  |  | 1 |  | 59
2085 | Siemens | Control Switch | 3LD4 control switches - entation Selector Switch lector Switch (ASS) | Line currents with Neutral with OFF ¦ 6A | Rating: 6A | [5 empty] | Not stocked | 3LD40014DD200RC0 |  | 650 |  | SINOPLUS 3LD4 |  |  | 1 |  | 59
2086 | Siemens | Control Switch | 3LD4 control switches - entation Selector Switch lector Switch (ASS) | Line currents with Neutral with OFF ¦ 10A | Rating: 10A | [5 empty] | Not stocked | 3LD41024DD200RC0 |  | 780 |  | SINOPLUS 3LD4 |  |  | 1 |  | 59
2087 | Siemens | Control Switch | 3LD4 control switches - entation Selector Switch lector Switch (ASS) | Line currents with Neutral with OFF ¦ 16A | Rating: 16A | [5 empty] | Not stocked | 3LD41034DD200RC0 |  | 985 |  | SINOPLUS 3LD4 |  |  | 1 |  | 59
2088 | Siemens | Control Switch | 3LD4 control switches - entation Selector Switch lector Switch (ASS) | Line currents with Neutral with OFF ¦ 20A | Rating: 20A | [5 empty] | Not stocked | 3LD41044DD200RC0 |  | 1245 |  | SINOPLUS 3LD4 |  |  | 1 |  | 59
2089 | Siemens | Control Switch | 3LD4 control switches - ntrol Switches lector Switch (VSS) | Line voltages with OFF ¦ 6A | Rating: 6A | [5 empty] | Not stocked | 3LD40014DC300RC0 |  | 485 |  | SINOPLUS 3LD4 |  |  | 1 |  | 60
2090 | Siemens | Control Switch | 3LD4 control switches - ntrol Switches lector Switch (VSS) | Line voltages with OFF ¦ 10A | Rating: 10A | [5 empty] | Not stocked | 3LD41024DC300RC0 |  | 715 |  | SINOPLUS 3LD4 |  |  | 1 |  | 60
2091 | Siemens | Control Switch | 3LD4 control switches - ntrol Switches lector Switch (VSS) | Line voltages with OFF ¦ 16A | Rating: 16A | [5 empty] | Not stocked | 3LD41034DC300RC0 |  | 915 |  | SINOPLUS 3LD4 |  |  | 1 |  | 60
2092 | Siemens | Control Switch | 3LD4 control switches - ntrol Switches lector Switch (VSS) | Line voltages with OFF ¦ 20A | Rating: 20A | [5 empty] | Not stocked | 3LD41044DC300RC0 |  | 1030 |  | SINOPLUS 3LD4 |  |  | 1 |  | 60
2093 | Siemens | Control Switch | 3LD4 control switches - ntrol Switches lector Switch (VSS) | Phase voltages with OFF ¦ 6A | Rating: 6A | [5 empty] | Not stocked | 3LD40014DC310RC0 |  | 855 |  | SINOPLUS 3LD4 |  |  | 1 |  | 60
2094 | Siemens | Control Switch | 3LD4 control switches - ntrol Switches lector Switch (VSS) | Phase voltages with OFF ¦ 10A | Rating: 10A | [5 empty] | Not stocked | 3LD41024DC310RC0 |  | 955 |  | SINOPLUS 3LD4 |  |  | 1 |  | 60
2095 | Siemens | Control Switch | 3LD4 control switches - ntrol Switches lector Switch (VSS) | Phase voltages with OFF ¦ 16A | Rating: 16A | [5 empty] | Not stocked | 3LD41034DC310RC0 |  | 1225 |  | SINOPLUS 3LD4 |  |  | 1 |  | 60
2096 | Siemens | Control Switch | 3LD4 control switches - ntrol Switches lector Switch (VSS) | Phase voltages with OFF ¦ 20A | Rating: 20A | [5 empty] | Not stocked | 3LD41044DC310RC0 |  | 1360 |  | SINOPLUS 3LD4 |  |  | 1 |  | 60
2097 | Siemens | Control Switch | 3LD4 control switches - ntrol Switches lector Switch (VSS) | Line & Phase voltages with OFF ¦ 6A | Rating: 6A | [5 empty] | Not stocked | 3LD40014DF300RC0 |  | 855 |  | SINOPLUS 3LD4 |  |  | 1 |  | 60
2098 | Siemens | Control Switch | 3LD4 control switches - ntrol Switches lector Switch (VSS) | Line & Phase voltages with OFF ¦ 10A | Rating: 10A | [5 empty] | Not stocked | 3LD41024DF300RC0 |  | 1425 |  | SINOPLUS 3LD4 |  |  | 1 |  | 60
2099 | Siemens | Control Switch | 3LD4 control switches - ntrol Switches lector Switch (VSS) | Line & Phase voltages with OFF ¦ 16A | Rating: 16A | [5 empty] | Not stocked | 3LD41034DF300RC0 |  | 1695 |  | SINOPLUS 3LD4 |  |  | 1 |  | 60
2100 | Siemens | Control Switch | 3LD4 control switches - ntrol Switches lector Switch (VSS) | Line & Phase voltages with OFF ¦ 20A | Rating: 20A | [5 empty] | Not stocked | 3LD41044DF300RC0 |  | 1845 |  | SINOPLUS 3LD4 |  |  | 1 |  | 60
2101 | Siemens | Control Switch | 3LD4 control switches - over Switch | 1P 2W ¦ 6A (001) | Variant: 6A (001) | [5 empty] | Not stocked | 3LD40011BB10-0RC0 |  | 400 |  | SINOPLUS 3LD4 |  |  | 1 | Part code completed with the current code in ( ) as per footnote on the price list page | 60
2102 | Siemens | Control Switch | 3LD4 control switches - over Switch | 1P 2W ¦ 10A (102) | Variant: 10A (102) | [5 empty] | Not stocked | 3LD41021BB10-0RC0 |  | 730 |  | SINOPLUS 3LD4 |  |  | 1 | Part code completed with the current code in ( ) as per footnote on the price list page | 60
2103 | Siemens | Control Switch | 3LD4 control switches - over Switch | 1P 2W ¦ 16A (103) | Variant: 16A (103) | [5 empty] | Not stocked | 3LD41031BB10-0RC0 |  | 895 |  | SINOPLUS 3LD4 |  |  | 1 | Part code completed with the current code in ( ) as per footnote on the price list page | 60
2104 | Siemens | Control Switch | 3LD4 control switches - over Switch | 1P 2W ¦ 20A (104) | Variant: 20A (104) | [5 empty] | Not stocked | 3LD41041BB10-0RC0 |  | 925 |  | SINOPLUS 3LD4 |  |  | 1 | Part code completed with the current code in ( ) as per footnote on the price list page | 60
2105 | Siemens | Control Switch | 3LD4 control switches - over Switch | 1P 2W ¦ 25A (205) | Variant: 25A (205) | [5 empty] | Not stocked | 3LD42051BB10-0RC0 |  | 945 |  | SINOPLUS 3LD4 |  |  | 1 | Part code completed with the current code in ( ) as per footnote on the price list page | 60
2106 | Siemens | Control Switch | 3LD4 control switches - over Switch | 1P 2W ¦ 32A (206) | Variant: 32A (206) | [5 empty] | Not stocked | 3LD42061BB10-0RC0 |  | 1045 |  | SINOPLUS 3LD4 |  |  | 1 | Part code completed with the current code in ( ) as per footnote on the price list page | 60
2107 | Siemens | Control Switch | 3LD4 control switches - over Switch | 1P 2W ¦ 40A (207) | Variant: 40A (207) | [5 empty] | Not stocked | 3LD42071BB10-0RC0 |  | 1420 |  | SINOPLUS 3LD4 |  |  | 1 | Part code completed with the current code in ( ) as per footnote on the price list page | 60
2108 | Siemens | Control Switch | 3LD4 control switches - over Switch | 1P 2W ¦ 63A (208) | Variant: 63A (208) | [5 empty] | Not stocked | 3LD42081BB10-0RC0 |  | 1925 |  | SINOPLUS 3LD4 |  |  | 1 | Part code completed with the current code in ( ) as per footnote on the price list page | 60
2109 | Siemens | Control Switch | 3LD4 control switches - over Switch | 1P 2W ¦ 100A (309) | Variant: 100A (309) | [5 empty] | Not stocked | 3LD43091BB10-0RC0 |  | 9625 |  | SINOPLUS 3LD4 |  |  | 1 | Part code completed with the current code in ( ) as per footnote on the price list page | 60
2110 | Siemens | Control Switch | 3LD4 control switches - over Switch | 2P 2W ¦ 6A (001) | Variant: 6A (001) | [5 empty] | Not stocked | 3LD40012BB10-0RC0 |  | 535 |  | SINOPLUS 3LD4 |  |  | 1 | Part code completed with the current code in ( ) as per footnote on the price list page | 60
2111 | Siemens | Control Switch | 3LD4 control switches - over Switch | 2P 2W ¦ 10A (102) | Variant: 10A (102) | [5 empty] | Not stocked | 3LD41022BB10-0RC0 |  | 895 |  | SINOPLUS 3LD4 |  |  | 1 | Part code completed with the current code in ( ) as per footnote on the price list page | 60
2112 | Siemens | Control Switch | 3LD4 control switches - over Switch | 2P 2W ¦ 16A (103) | Variant: 16A (103) | [5 empty] | Not stocked | 3LD41032BB10-0RC0 |  | 1020 |  | SINOPLUS 3LD4 |  |  | 1 | Part code completed with the current code in ( ) as per footnote on the price list page | 60
2113 | Siemens | Control Switch | 3LD4 control switches - over Switch | 2P 2W ¦ 20A (104) | Variant: 20A (104) | [5 empty] | Not stocked | 3LD41042BB10-0RC0 |  | 1200 |  | SINOPLUS 3LD4 |  |  | 1 | Part code completed with the current code in ( ) as per footnote on the price list page | 60
2114 | Siemens | Control Switch | 3LD4 control switches - over Switch | 2P 2W ¦ 25A (205) | Variant: 25A (205) | [5 empty] | Not stocked | 3LD42052BB10-0RC0 |  | 1275 |  | SINOPLUS 3LD4 |  |  | 1 | Part code completed with the current code in ( ) as per footnote on the price list page | 60
2115 | Siemens | Control Switch | 3LD4 control switches - over Switch | 2P 2W ¦ 32A (206) | Variant: 32A (206) | [5 empty] | Not stocked | 3LD42062BB10-0RC0 |  | 1495 |  | SINOPLUS 3LD4 |  |  | 1 | Part code completed with the current code in ( ) as per footnote on the price list page | 60
2116 | Siemens | Control Switch | 3LD4 control switches - over Switch | 2P 2W ¦ 40A (207) | Variant: 40A (207) | [5 empty] | Not stocked | 3LD42072BB10-0RC0 |  | 1940 |  | SINOPLUS 3LD4 |  |  | 1 | Part code completed with the current code in ( ) as per footnote on the price list page | 60
2117 | Siemens | Control Switch | 3LD4 control switches - over Switch | 2P 2W ¦ 63A (208) | Variant: 63A (208) | [5 empty] | Not stocked | 3LD42082BB10-0RC0 |  | 2910 |  | SINOPLUS 3LD4 |  |  | 1 | Part code completed with the current code in ( ) as per footnote on the price list page | 60
2118 | Siemens | Control Switch | 3LD4 control switches - over Switch | 2P 2W ¦ 100A (309) | Variant: 100A (309) | [5 empty] | Not stocked | 3LD43092BB10-0RC0 |  | 14080 |  | SINOPLUS 3LD4 |  |  | 1 | Part code completed with the current code in ( ) as per footnote on the price list page | 60
2119 | Siemens | Control Switch | 3LD4 control switches - over Switch | 3P 2W ¦ 6A (001) | Variant: 6A (001) | [5 empty] | Not stocked | 3LD40013BB10-0RC0 |  | 655 |  | SINOPLUS 3LD4 |  |  | 1 | Part code completed with the current code in ( ) as per footnote on the price list page | 60
2120 | Siemens | Control Switch | 3LD4 control switches - over Switch | 3P 2W ¦ 10A (102) | Variant: 10A (102) | [5 empty] | Not stocked | 3LD41023BB10-0RC0 |  | 1110 |  | SINOPLUS 3LD4 |  |  | 1 | Part code completed with the current code in ( ) as per footnote on the price list page | 60
2121 | Siemens | Control Switch | 3LD4 control switches - over Switch | 3P 2W ¦ 16A (103) | Variant: 16A (103) | [5 empty] | Not stocked | 3LD41033BB10-0RC0 |  | 1360 |  | SINOPLUS 3LD4 |  |  | 1 | Part code completed with the current code in ( ) as per footnote on the price list page | 60
2122 | Siemens | Control Switch | 3LD4 control switches - over Switch | 3P 2W ¦ 20A (104) | Variant: 20A (104) | [5 empty] | Not stocked | 3LD41043BB10-0RC0 |  | 1670 |  | SINOPLUS 3LD4 |  |  | 1 | Part code completed with the current code in ( ) as per footnote on the price list page | 60
2123 | Siemens | Control Switch | 3LD4 control switches - over Switch | 3P 2W ¦ 25A (205) | Variant: 25A (205) | [5 empty] | Not stocked | 3LD42053BB10-0RC0 |  | 1935 |  | SINOPLUS 3LD4 |  |  | 1 | Part code completed with the current code in ( ) as per footnote on the price list page | 60
2124 | Siemens | Control Switch | 3LD4 control switches - over Switch | 3P 2W ¦ 32A (206) | Variant: 32A (206) | [5 empty] | Not stocked | 3LD42063BB10-0RC0 |  | 2085 |  | SINOPLUS 3LD4 |  |  | 1 | Part code completed with the current code in ( ) as per footnote on the price list page | 60
2125 | Siemens | Control Switch | 3LD4 control switches - over Switch | 3P 2W ¦ 40A (207) | Variant: 40A (207) | [5 empty] | Not stocked | 3LD42073BB10-0RC0 |  | 2450 |  | SINOPLUS 3LD4 |  |  | 1 | Part code completed with the current code in ( ) as per footnote on the price list page | 60
2126 | Siemens | Control Switch | 3LD4 control switches - over Switch | 3P 2W ¦ 63A (208) | Variant: 63A (208) | [5 empty] | Not stocked | 3LD42083BB10-0RC0 |  | 3920 |  | SINOPLUS 3LD4 |  |  | 1 | Part code completed with the current code in ( ) as per footnote on the price list page | 60
2127 | Siemens | Control Switch | 3LD4 control switches - over Switch | 3P 2W ¦ 100A (309) | Variant: 100A (309) | [5 empty] | Not stocked | 3LD43093BB10-0RC0 |  | 18220 |  | SINOPLUS 3LD4 |  |  | 1 | Part code completed with the current code in ( ) as per footnote on the price list page | 60
2128 | Siemens | Control Switch | 3LD4 control switches - over Switch | 4P 2W ¦ 6A (001) | Variant: 6A (001) | [5 empty] | Not stocked | 3LD40014BB10-0RC0 |  | 805 |  | SINOPLUS 3LD4 |  |  | 1 | Part code completed with the current code in ( ) as per footnote on the price list page | 60
2129 | Siemens | Control Switch | 3LD4 control switches - over Switch | 4P 2W ¦ 10A (102) | Variant: 10A (102) | [5 empty] | Not stocked | 3LD41024BB10-0RC0 |  | 1225 |  | SINOPLUS 3LD4 |  |  | 1 | Part code completed with the current code in ( ) as per footnote on the price list page | 60
2130 | Siemens | Control Switch | 3LD4 control switches - over Switch | 4P 2W ¦ 16A (103) | Variant: 16A (103) | [5 empty] | Not stocked | 3LD41034BB10-0RC0 |  | 1560 |  | SINOPLUS 3LD4 |  |  | 1 | Part code completed with the current code in ( ) as per footnote on the price list page | 60
2131 | Siemens | Control Switch | 3LD4 control switches - over Switch | 4P 2W ¦ 20A (104) | Variant: 20A (104) | [5 empty] | Not stocked | 3LD41044BB10-0RC0 |  | 2040 |  | SINOPLUS 3LD4 |  |  | 1 | Part code completed with the current code in ( ) as per footnote on the price list page | 60
2132 | Siemens | Control Switch | 3LD4 control switches - over Switch | 4P 2W ¦ 25A (205) | Variant: 25A (205) | [5 empty] | Not stocked | 3LD42054BB10-0RC0 |  | 2570 |  | SINOPLUS 3LD4 |  |  | 1 | Part code completed with the current code in ( ) as per footnote on the price list page | 60
2133 | Siemens | Control Switch | 3LD4 control switches - over Switch | 4P 2W ¦ 32A (206) | Variant: 32A (206) | [5 empty] | Not stocked | 3LD42064BB10-0RC0 |  | 2700 |  | SINOPLUS 3LD4 |  |  | 1 | Part code completed with the current code in ( ) as per footnote on the price list page | 60
2134 | Siemens | Control Switch | 3LD4 control switches - over Switch | 4P 2W ¦ 40A (207) | Variant: 40A (207) | [5 empty] | Not stocked | 3LD42074BB10-0RC0 |  | 3000 |  | SINOPLUS 3LD4 |  |  | 1 | Part code completed with the current code in ( ) as per footnote on the price list page | 60
2135 | Siemens | Control Switch | 3LD4 control switches - over Switch | 4P 2W ¦ 63A (208) | Variant: 63A (208) | [5 empty] | Not stocked | 3LD42084BB10-0RC0 |  | 4955 |  | SINOPLUS 3LD4 |  |  | 1 | Part code completed with the current code in ( ) as per footnote on the price list page | 60
2136 | Siemens | Control Switch | 3LD4 control switches - over Switch | 4P 2W ¦ 100A (309) | Variant: 100A (309) | [5 empty] | Not stocked | 3LD43094BB10-0RC0 |  | 23230 |  | SINOPLUS 3LD4 |  |  | 1 | Part code completed with the current code in ( ) as per footnote on the price list page | 60
2137 | Siemens | Control Switch | 3LD4 control switches - Changeover Switch | 1P 2W ¦ 6A (001) | Variant: 6A (001) | [5 empty] | Not stocked | 3LD40011PC10-0RC0 |  | 400 |  | SINOPLUS 3LD4 |  |  | 1 | Part code completed with the current code in ( ) as per footnote on the price list page | 60
2138 | Siemens | Control Switch | 3LD4 control switches - Changeover Switch | 1P 2W ¦ 10A (102) | Variant: 10A (102) | [5 empty] | Not stocked | 3LD41021PC10-0RC0 |  | 730 |  | SINOPLUS 3LD4 |  |  | 1 | Part code completed with the current code in ( ) as per footnote on the price list page | 60
2139 | Siemens | Control Switch | 3LD4 control switches - Changeover Switch | 1P 2W ¦ 16A (103) | Variant: 16A (103) | [5 empty] | Not stocked | 3LD41031PC10-0RC0 |  | 895 |  | SINOPLUS 3LD4 |  |  | 1 | Part code completed with the current code in ( ) as per footnote on the price list page | 60
2140 | Siemens | Control Switch | 3LD4 control switches - Changeover Switch | 1P 2W ¦ 20A (104) | Variant: 20A (104) | [5 empty] | Not stocked | 3LD41041PC10-0RC0 |  | 915 |  | SINOPLUS 3LD4 |  |  | 1 | Part code completed with the current code in ( ) as per footnote on the price list page | 60
2141 | Siemens | Control Switch | 3LD4 control switches - Changeover Switch | 1P 2W ¦ 25A (205) | Variant: 25A (205) | [5 empty] | Not stocked | 3LD42051PC10-0RC0 |  | 945 |  | SINOPLUS 3LD4 |  |  | 1 | Part code completed with the current code in ( ) as per footnote on the price list page | 60
2142 | Siemens | Control Switch | 3LD4 control switches - Changeover Switch | 1P 2W ¦ 32A (206) | Variant: 32A (206) | [5 empty] | Not stocked | 3LD42061PC10-0RC0 |  | 1045 |  | SINOPLUS 3LD4 |  |  | 1 | Part code completed with the current code in ( ) as per footnote on the price list page | 60
2143 | Siemens | Control Switch | 3LD4 control switches - Changeover Switch | 1P 2W ¦ 40A (207) | Variant: 40A (207) | [5 empty] | Not stocked | 3LD42071PC10-0RC0 |  | 1420 |  | SINOPLUS 3LD4 |  |  | 1 | Part code completed with the current code in ( ) as per footnote on the price list page | 60
2144 | Siemens | Control Switch | 3LD4 control switches - Changeover Switch | 1P 2W ¦ 63A (208) | Variant: 63A (208) | [5 empty] | Not stocked | 3LD42081PC10-0RC0 |  | 1925 |  | SINOPLUS 3LD4 |  |  | 1 | Part code completed with the current code in ( ) as per footnote on the price list page | 60
2145 | Siemens | Control Switch | 3LD4 control switches - Changeover Switch | 1P 2W ¦ 100A (309) | Variant: 100A (309) | [5 empty] | Not stocked | 3LD43091PC10-0RC0 |  | 9625 |  | SINOPLUS 3LD4 |  |  | 1 | Part code completed with the current code in ( ) as per footnote on the price list page | 60
2146 | Siemens | Control Switch | 3LD4 control switches - Changeover Switch | 2P 2W ¦ 6A (001) | Variant: 6A (001) | [5 empty] | Not stocked | 3LD40012PC10-0RC0 |  | 535 |  | SINOPLUS 3LD4 |  |  | 1 | Part code completed with the current code in ( ) as per footnote on the price list page | 60
2147 | Siemens | Control Switch | 3LD4 control switches - Changeover Switch | 2P 2W ¦ 10A (102) | Variant: 10A (102) | [5 empty] | Not stocked | 3LD41022PC10-0RC0 |  | 895 |  | SINOPLUS 3LD4 |  |  | 1 | Part code completed with the current code in ( ) as per footnote on the price list page | 60
2148 | Siemens | Control Switch | 3LD4 control switches - Changeover Switch | 2P 2W ¦ 16A (103) | Variant: 16A (103) | [5 empty] | Not stocked | 3LD41032PC10-0RC0 |  | 1020 |  | SINOPLUS 3LD4 |  |  | 1 | Part code completed with the current code in ( ) as per footnote on the price list page | 60
2149 | Siemens | Control Switch | 3LD4 control switches - Changeover Switch | 2P 2W ¦ 20A (104) | Variant: 20A (104) | [5 empty] | Not stocked | 3LD41042PC10-0RC0 |  | 1200 |  | SINOPLUS 3LD4 |  |  | 1 | Part code completed with the current code in ( ) as per footnote on the price list page | 60
2150 | Siemens | Control Switch | 3LD4 control switches - Changeover Switch | 2P 2W ¦ 25A (205) | Variant: 25A (205) | [5 empty] | Not stocked | 3LD42052PC10-0RC0 |  | 1275 |  | SINOPLUS 3LD4 |  |  | 1 | Part code completed with the current code in ( ) as per footnote on the price list page | 60
2151 | Siemens | Control Switch | 3LD4 control switches - Changeover Switch | 2P 2W ¦ 32A (206) | Variant: 32A (206) | [5 empty] | Not stocked | 3LD42062PC10-0RC0 |  | 1495 |  | SINOPLUS 3LD4 |  |  | 1 | Part code completed with the current code in ( ) as per footnote on the price list page | 60
2152 | Siemens | Control Switch | 3LD4 control switches - Changeover Switch | 2P 2W ¦ 40A (207) | Variant: 40A (207) | [5 empty] | Not stocked | 3LD42072PC10-0RC0 |  | 1940 |  | SINOPLUS 3LD4 |  |  | 1 | Part code completed with the current code in ( ) as per footnote on the price list page | 60
2153 | Siemens | Control Switch | 3LD4 control switches - Changeover Switch | 2P 2W ¦ 63A (208) | Variant: 63A (208) | [5 empty] | Not stocked | 3LD42082PC10-0RC0 |  | 2910 |  | SINOPLUS 3LD4 |  |  | 1 | Part code completed with the current code in ( ) as per footnote on the price list page | 60
2154 | Siemens | Control Switch | 3LD4 control switches - Changeover Switch | 2P 2W ¦ 100A (309) | Variant: 100A (309) | [5 empty] | Not stocked | 3LD43092PC10-0RC0 |  | 14080 |  | SINOPLUS 3LD4 |  |  | 1 | Part code completed with the current code in ( ) as per footnote on the price list page | 60
2155 | Siemens | Control Switch | 3LD4 control switches - Changeover Switch | 3P 2W ¦ 6A (001) | Variant: 6A (001) | [5 empty] | Not stocked | 3LD40013PC10-0RC0 |  | 655 |  | SINOPLUS 3LD4 |  |  | 1 | Part code completed with the current code in ( ) as per footnote on the price list page | 60
2156 | Siemens | Control Switch | 3LD4 control switches - Changeover Switch | 3P 2W ¦ 10A (102) | Variant: 10A (102) | [5 empty] | Not stocked | 3LD41023PC10-0RC0 |  | 1110 |  | SINOPLUS 3LD4 |  |  | 1 | Part code completed with the current code in ( ) as per footnote on the price list page | 60
2157 | Siemens | Control Switch | 3LD4 control switches - Changeover Switch | 3P 2W ¦ 16A (103) | Variant: 16A (103) | [5 empty] | Not stocked | 3LD41033PC10-0RC0 |  | 1360 |  | SINOPLUS 3LD4 |  |  | 1 | Part code completed with the current code in ( ) as per footnote on the price list page | 60
2158 | Siemens | Control Switch | 3LD4 control switches - Changeover Switch | 3P 2W ¦ 20A (104) | Variant: 20A (104) | [5 empty] | Not stocked | 3LD41043PC10-0RC0 |  | 1670 |  | SINOPLUS 3LD4 |  |  | 1 | Part code completed with the current code in ( ) as per footnote on the price list page | 60
2159 | Siemens | Control Switch | 3LD4 control switches - Changeover Switch | 3P 2W ¦ 25A (205) | Variant: 25A (205) | [5 empty] | Not stocked | 3LD42053PC10-0RC0 |  | 1935 |  | SINOPLUS 3LD4 |  |  | 1 | Part code completed with the current code in ( ) as per footnote on the price list page | 60
2160 | Siemens | Control Switch | 3LD4 control switches - Changeover Switch | 3P 2W ¦ 32A (206) | Variant: 32A (206) | [5 empty] | Not stocked | 3LD42063PC10-0RC0 |  | 2085 |  | SINOPLUS 3LD4 |  |  | 1 | Part code completed with the current code in ( ) as per footnote on the price list page | 60
2161 | Siemens | Control Switch | 3LD4 control switches - Changeover Switch | 3P 2W ¦ 40A (207) | Variant: 40A (207) | [5 empty] | Not stocked | 3LD42073PC10-0RC0 |  | 2450 |  | SINOPLUS 3LD4 |  |  | 1 | Part code completed with the current code in ( ) as per footnote on the price list page | 60
2162 | Siemens | Control Switch | 3LD4 control switches - Changeover Switch | 3P 2W ¦ 63A (208) | Variant: 63A (208) | [5 empty] | Not stocked | 3LD42083PC10-0RC0 |  | 3920 |  | SINOPLUS 3LD4 |  |  | 1 | Part code completed with the current code in ( ) as per footnote on the price list page | 60
2163 | Siemens | Control Switch | 3LD4 control switches - Changeover Switch | 3P 2W ¦ 100A (309) | Variant: 100A (309) | [5 empty] | Not stocked | 3LD43093PC10-0RC0 |  | 18220 |  | SINOPLUS 3LD4 |  |  | 1 | Part code completed with the current code in ( ) as per footnote on the price list page | 60
2164 | Siemens | Control Switch | 3LD4 control switches - Changeover Switch | 4P 2W ¦ 6A (001) | Variant: 6A (001) | [5 empty] | Not stocked | 3LD40014PC10-0RC0 |  | 805 |  | SINOPLUS 3LD4 |  |  | 1 | Part code completed with the current code in ( ) as per footnote on the price list page | 60
2165 | Siemens | Control Switch | 3LD4 control switches - Changeover Switch | 4P 2W ¦ 10A (102) | Variant: 10A (102) | [5 empty] | Not stocked | 3LD41024PC10-0RC0 |  | 1225 |  | SINOPLUS 3LD4 |  |  | 1 | Part code completed with the current code in ( ) as per footnote on the price list page | 60
2166 | Siemens | Control Switch | 3LD4 control switches - Changeover Switch | 4P 2W ¦ 16A (103) | Variant: 16A (103) | [5 empty] | Not stocked | 3LD41034PC10-0RC0 |  | 1560 |  | SINOPLUS 3LD4 |  |  | 1 | Part code completed with the current code in ( ) as per footnote on the price list page | 60
2167 | Siemens | Control Switch | 3LD4 control switches - Changeover Switch | 4P 2W ¦ 20A (104) | Variant: 20A (104) | [5 empty] | Not stocked | 3LD41044PC10-0RC0 |  | 2040 |  | SINOPLUS 3LD4 |  |  | 1 | Part code completed with the current code in ( ) as per footnote on the price list page | 60
2168 | Siemens | Control Switch | 3LD4 control switches - Changeover Switch | 4P 2W ¦ 25A (205) | Variant: 25A (205) | [5 empty] | Not stocked | 3LD42054PC10-0RC0 |  | 2570 |  | SINOPLUS 3LD4 |  |  | 1 | Part code completed with the current code in ( ) as per footnote on the price list page | 60
2169 | Siemens | Control Switch | 3LD4 control switches - Changeover Switch | 4P 2W ¦ 32A (206) | Variant: 32A (206) | [5 empty] | Not stocked | 3LD42064PC10-0RC0 |  | 2700 |  | SINOPLUS 3LD4 |  |  | 1 | Part code completed with the current code in ( ) as per footnote on the price list page | 60
2170 | Siemens | Control Switch | 3LD4 control switches - Changeover Switch | 4P 2W ¦ 40A (207) | Variant: 40A (207) | [5 empty] | Not stocked | 3LD42074PC10-0RC0 |  | 3000 |  | SINOPLUS 3LD4 |  |  | 1 | Part code completed with the current code in ( ) as per footnote on the price list page | 60
2171 | Siemens | Control Switch | 3LD4 control switches - Changeover Switch | 4P 2W ¦ 63A (208) | Variant: 63A (208) | [5 empty] | Not stocked | 3LD42084PC10-0RC0 |  | 4955 |  | SINOPLUS 3LD4 |  |  | 1 | Part code completed with the current code in ( ) as per footnote on the price list page | 60
2172 | Siemens | Control Switch | 3LD4 control switches - Changeover Switch | 4P 2W ¦ 100A (309) | Variant: 100A (309) | [5 empty] | Not stocked | 3LD43094PC10-0RC0 |  | 23230 |  | SINOPLUS 3LD4 |  |  | 1 | Part code completed with the current code in ( ) as per footnote on the price list page | 60
2173 | Siemens | Control Switch | 3LD4 control switches - hangeover Switch (PCS) | 1P 3W ¦ 6A (001) | Variant: 6A (001) | [5 empty] | Not stocked | 3LD40011CC10-0RC0 |  | 485 |  | SINOPLUS 3LD4 |  |  | 1 | Part code completed with the current code in ( ) as per footnote on the price list page | 60
2174 | Siemens | Control Switch | 3LD4 control switches - hangeover Switch (PCS) | 1P 3W ¦ 10A (102) | Variant: 10A (102) | [5 empty] | Not stocked | 3LD41021CC10-0RC0 |  | 650 |  | SINOPLUS 3LD4 |  |  | 1 | Part code completed with the current code in ( ) as per footnote on the price list page | 60
2175 | Siemens | Control Switch | 3LD4 control switches - hangeover Switch (PCS) | 1P 3W ¦ 16A (103) | Variant: 16A (103) | [5 empty] | Not stocked | 3LD41031CC10-0RC0 |  | 755 |  | SINOPLUS 3LD4 |  |  | 1 | Part code completed with the current code in ( ) as per footnote on the price list page | 60
2176 | Siemens | Control Switch | 3LD4 control switches - hangeover Switch (PCS) | 1P 3W ¦ 20A (104) | Variant: 20A (104) | [5 empty] | Not stocked | 3LD41041CC10-0RC0 |  | 895 |  | SINOPLUS 3LD4 |  |  | 1 | Part code completed with the current code in ( ) as per footnote on the price list page | 60
2177 | Siemens | Control Switch | 3LD4 control switches - hangeover Switch (PCS) | 1P 3W ¦ 25A (205) | Variant: 25A (205) | [5 empty] | Not stocked | 3LD42051CC10-0RC0 |  | 915 |  | SINOPLUS 3LD4 |  |  | 1 | Part code completed with the current code in ( ) as per footnote on the price list page | 60
2178 | Siemens | Control Switch | 3LD4 control switches - hangeover Switch (PCS) | 1P 3W ¦ 32A (206) | Variant: 32A (206) | [5 empty] | Not stocked | 3LD42061CC10-0RC0 |  | 1130 |  | SINOPLUS 3LD4 |  |  | 1 | Part code completed with the current code in ( ) as per footnote on the price list page | 60
2179 | Siemens | Control Switch | 3LD4 control switches - hangeover Switch (PCS) | 1P 3W ¦ 40A (207) | Variant: 40A (207) | [5 empty] | Not stocked | 3LD42071CC10-0RC0 |  | 1655 |  | SINOPLUS 3LD4 |  |  | 1 | Part code completed with the current code in ( ) as per footnote on the price list page | 60
2180 | Siemens | Control Switch | 3LD4 control switches - hangeover Switch (PCS) | 1P 3W ¦ 63A (208) | Variant: 63A (208) | [5 empty] | Not stocked | 3LD42081CC10-0RC0 |  | 1855 |  | SINOPLUS 3LD4 |  |  | 1 | Part code completed with the current code in ( ) as per footnote on the price list page | 60
2181 | Siemens | Control Switch | 3LD4 control switches - hangeover Switch (PCS) | 1P 3W ¦ 100A (309) | Variant: 100A (309) | [5 empty] | Not stocked | 3LD43091CC10-0RC0 |  | 7915 |  | SINOPLUS 3LD4 |  |  | 1 | Part code completed with the current code in ( ) as per footnote on the price list page | 60
2182 | Siemens | Control Switch | 3LD4 control switches - 5A & 32A ratings IEC 60947-5-1 | 1 Trip + 1 Close ¦ 25A | Rating: 25A | [5 empty] | Not stocked | 3LD4205-2BB50-0RC0 |  | 2650 |  | SINOPLUS 3LD4 |  |  | 1 |  | 61
2183 | Siemens | Control Switch | 3LD4 control switches - 5A & 32A ratings IEC 60947-5-1 | 1 Trip + 1 Close ¦ 32A | Rating: 32A | [5 empty] | Not stocked | 3LD4206-2BB50-0RC0 |  | 3130 |  | SINOPLUS 3LD4 |  |  | 1 |  | 61
2184 | Siemens | Control Switch | 3LD4 control switches - 5A & 32A ratings IEC 60947-5-1 | 2 Trip + 2 Close ¦ 25A | Rating: 25A | [5 empty] | Not stocked | 3LD4205-4BB50-0RC0 |  | 3195 |  | SINOPLUS 3LD4 |  |  | 1 |  | 61
2185 | Siemens | Control Switch | 3LD4 control switches - 5A & 32A ratings IEC 60947-5-1 | 2 Trip + 2 Close ¦ 32A | Rating: 32A | [5 empty] | Not stocked | 3LD4206-4BB50-0RC0 |  | 3725 |  | SINOPLUS 3LD4 |  |  | 1 |  | 61
2186 | Siemens | Control Switch | 3LD4 control switches - ay with OFF | 1P 3W ¦ 6A (001) | Variant: 6A (001) | [5 empty] | Not stocked | 3LD40011CC40-0RC0 |  | 485 |  | SINOPLUS 3LD4 |  |  | 1 | Part code completed with the current code in ( ) as per footnote on the price list page | 61
2187 | Siemens | Control Switch | 3LD4 control switches - ay with OFF | 1P 3W ¦ 10A (102) | Variant: 10A (102) | [5 empty] | Not stocked | 3LD41021CC40-0RC0 |  | 805 |  | SINOPLUS 3LD4 |  |  | 1 | Part code completed with the current code in ( ) as per footnote on the price list page | 61
2188 | Siemens | Control Switch | 3LD4 control switches - ay with OFF | 1P 3W ¦ 16A (103) | Variant: 16A (103) | [5 empty] | Not stocked | 3LD41031CC40-0RC0 |  | 935 |  | SINOPLUS 3LD4 |  |  | 1 | Part code completed with the current code in ( ) as per footnote on the price list page | 61
2189 | Siemens | Control Switch | 3LD4 control switches - ay with OFF | 1P 3W ¦ 20A (104) | Variant: 20A (104) | [5 empty] | Not stocked | 3LD41041CC40-0RC0 |  | 955 |  | SINOPLUS 3LD4 |  |  | 1 | Part code completed with the current code in ( ) as per footnote on the price list page | 61
2190 | Siemens | Control Switch | 3LD4 control switches - ay with OFF | 1P 3W ¦ 25A (205) | Variant: 25A (205) | [5 empty] | Not stocked | 3LD42051CC40-0RC0 |  | 1020 |  | SINOPLUS 3LD4 |  |  | 1 | Part code completed with the current code in ( ) as per footnote on the price list page | 61
2191 | Siemens | Control Switch | 3LD4 control switches - ay with OFF | 1P 3W ¦ 32A (206) | Variant: 32A (206) | [5 empty] | Not stocked | 3LD42061CC40-0RC0 |  | 1135 |  | SINOPLUS 3LD4 |  |  | 1 | Part code completed with the current code in ( ) as per footnote on the price list page | 61
2192 | Siemens | Control Switch | 3LD4 control switches - ay with OFF | 1P 3W ¦ 40A (207) | Variant: 40A (207) | [5 empty] | Not stocked | 3LD42071CC40-0RC0 |  | 1615 |  | SINOPLUS 3LD4 |  |  | 1 | Part code completed with the current code in ( ) as per footnote on the price list page | 61
2193 | Siemens | Control Switch | 3LD4 control switches - ay with OFF | 1P 3W ¦ 63A (208) | Variant: 63A (208) | [5 empty] | Not stocked | 3LD42081CC40-0RC0 |  | 1825 |  | SINOPLUS 3LD4 |  |  | 1 | Part code completed with the current code in ( ) as per footnote on the price list page | 61
2194 | Siemens | Control Switch | 3LD4 control switches - ay with OFF | 1P 3W ¦ 100A (309) | Variant: 100A (309) | [5 empty] | Not stocked | 3LD43091CC40-0RC0 |  | 9305 |  | SINOPLUS 3LD4 |  |  | 1 | Part code completed with the current code in ( ) as per footnote on the price list page | 61
2195 | Siemens | Control Switch | 3LD4 control switches - ay with OFF | 2P 3W ¦ 6A (001) | Variant: 6A (001) | [5 empty] | Not stocked | 3LD40012CC40-0RC0 |  | 655 |  | SINOPLUS 3LD4 |  |  | 1 | Part code completed with the current code in ( ) as per footnote on the price list page | 61
2196 | Siemens | Control Switch | 3LD4 control switches - ay with OFF | 2P 3W ¦ 10A (102) | Variant: 10A (102) | [5 empty] | Not stocked | 3LD41022CC40-0RC0 |  | 945 |  | SINOPLUS 3LD4 |  |  | 1 | Part code completed with the current code in ( ) as per footnote on the price list page | 61
2197 | Siemens | Control Switch | 3LD4 control switches - ay with OFF | 2P 3W ¦ 16A (103) | Variant: 16A (103) | [5 empty] | Not stocked | 3LD41032CC40-0RC0 |  | 1135 |  | SINOPLUS 3LD4 |  |  | 1 | Part code completed with the current code in ( ) as per footnote on the price list page | 61
2198 | Siemens | Control Switch | 3LD4 control switches - ay with OFF | 2P 3W ¦ 20A (104) | Variant: 20A (104) | [5 empty] | Not stocked | 3LD41042CC40-0RC0 |  | 1360 |  | SINOPLUS 3LD4 |  |  | 1 | Part code completed with the current code in ( ) as per footnote on the price list page | 61
2199 | Siemens | Control Switch | 3LD4 control switches - ay with OFF | 2P 3W ¦ 25A (205) | Variant: 25A (205) | [5 empty] | Not stocked | 3LD42052CC40-0RC0 |  | 1550 |  | SINOPLUS 3LD4 |  |  | 1 | Part code completed with the current code in ( ) as per footnote on the price list page | 61
2200 | Siemens | Control Switch | 3LD4 control switches - ay with OFF | 2P 3W ¦ 32A (206) | Variant: 32A (206) | [5 empty] | Not stocked | 3LD42062CC40-0RC0 |  | 1660 |  | SINOPLUS 3LD4 |  |  | 1 | Part code completed with the current code in ( ) as per footnote on the price list page | 61
2201 | Siemens | Control Switch | 3LD4 control switches - ay with OFF | 2P 3W ¦ 40A (207) | Variant: 40A (207) | [5 empty] | Not stocked | 3LD42072CC40-0RC0 |  | 2400 |  | SINOPLUS 3LD4 |  |  | 1 | Part code completed with the current code in ( ) as per footnote on the price list page | 61
2202 | Siemens | Control Switch | 3LD4 control switches - ay with OFF | 2P 3W ¦ 63A (208) | Variant: 63A (208) | [5 empty] | Not stocked | 3LD42082CC40-0RC0 |  | 2695 |  | SINOPLUS 3LD4 |  |  | 1 | Part code completed with the current code in ( ) as per footnote on the price list page | 61
2203 | Siemens | Control Switch | 3LD4 control switches - ay with OFF | 2P 3W ¦ 100A (309) | Variant: 100A (309) | [5 empty] | Not stocked | 3LD43092CC40-0RC0 |  | 14495 |  | SINOPLUS 3LD4 |  |  | 1 | Part code completed with the current code in ( ) as per footnote on the price list page | 61
2204 | Siemens | Control Switch | 3LD4 control switches - ay with OFF | 3P 3W ¦ 6A (001) | Variant: 6A (001) | [5 empty] | Not stocked | 3LD40013CC40-0RC0 |  | 945 |  | SINOPLUS 3LD4 |  |  | 1 | Part code completed with the current code in ( ) as per footnote on the price list page | 61
2205 | Siemens | Control Switch | 3LD4 control switches - ay with OFF | 3P 3W ¦ 10A (102) | Variant: 10A (102) | [5 empty] | Not stocked | 3LD41023CC40-0RC0 |  | 1255 |  | SINOPLUS 3LD4 |  |  | 1 | Part code completed with the current code in ( ) as per footnote on the price list page | 61
2206 | Siemens | Control Switch | 3LD4 control switches - ay with OFF | 3P 3W ¦ 16A (103) | Variant: 16A (103) | [5 empty] | Not stocked | 3LD41033CC40-0RC0 |  | 1925 |  | SINOPLUS 3LD4 |  |  | 1 | Part code completed with the current code in ( ) as per footnote on the price list page | 61
2207 | Siemens | Control Switch | 3LD4 control switches - ay with OFF | 3P 3W ¦ 20A (104) | Variant: 20A (104) | [5 empty] | Not stocked | 3LD41043CC40-0RC0 |  | 2055 |  | SINOPLUS 3LD4 |  |  | 1 | Part code completed with the current code in ( ) as per footnote on the price list page | 61
2208 | Siemens | Control Switch | 3LD4 control switches - ay with OFF | 3P 3W ¦ 25A (205) | Variant: 25A (205) | [5 empty] | Not stocked | 3LD42053CC40-0RC0 |  | 2300 |  | SINOPLUS 3LD4 |  |  | 1 | Part code completed with the current code in ( ) as per footnote on the price list page | 61
2209 | Siemens | Control Switch | 3LD4 control switches - ay with OFF | 3P 3W ¦ 32A (206) | Variant: 32A (206) | [5 empty] | Not stocked | 3LD42063CC40-0RC0 |  | 2495 |  | SINOPLUS 3LD4 |  |  | 1 | Part code completed with the current code in ( ) as per footnote on the price list page | 61
2210 | Siemens | Control Switch | 3LD4 control switches - ay with OFF | 3P 3W ¦ 40A (207) | Variant: 40A (207) | [5 empty] | Not stocked | 3LD42073CC40-0RC0 |  | 3190 |  | SINOPLUS 3LD4 |  |  | 1 | Part code completed with the current code in ( ) as per footnote on the price list page | 61
2211 | Siemens | Control Switch | 3LD4 control switches - ay with OFF | 3P 3W ¦ 63A (208) | Variant: 63A (208) | [5 empty] | Not stocked | 3LD42083CC40-0RC0 |  | 4165 |  | SINOPLUS 3LD4 |  |  | 1 | Part code completed with the current code in ( ) as per footnote on the price list page | 61
2212 | Siemens | Control Switch | 3LD4 control switches - ay with OFF | 3P 3W ¦ 100A (309) | Variant: 100A (309) | [5 empty] | Not stocked | 3LD43093CC40-0RC0 |  | 18950 |  | SINOPLUS 3LD4 |  |  | 1 | Part code completed with the current code in ( ) as per footnote on the price list page | 61
2213 | Siemens | Control Switch | 3LD4 control switches - ay with OFF | 4P 3W ¦ 6A (001) | Variant: 6A (001) | [5 empty] | Not stocked | 3LD40014CC40-0RC0 |  | 1215 |  | SINOPLUS 3LD4 |  |  | 1 | Part code completed with the current code in ( ) as per footnote on the price list page | 61
2214 | Siemens | Control Switch | 3LD4 control switches - ay with OFF | 4P 3W ¦ 10A (102) | Variant: 10A (102) | [5 empty] | Not stocked | 3LD41024CC40-0RC0 |  | 1625 |  | SINOPLUS 3LD4 |  |  | 1 | Part code completed with the current code in ( ) as per footnote on the price list page | 61
2215 | Siemens | Control Switch | 3LD4 control switches - ay with OFF | 4P 3W ¦ 16A (103) | Variant: 16A (103) | [5 empty] | Not stocked | 3LD41034CC40-0RC0 |  | 2330 |  | SINOPLUS 3LD4 |  |  | 1 | Part code completed with the current code in ( ) as per footnote on the price list page | 61
2216 | Siemens | Control Switch | 3LD4 control switches - ay with OFF | 4P 3W ¦ 20A (104) | Variant: 20A (104) | [5 empty] | Not stocked | 3LD41044CC40-0RC0 |  | 2550 |  | SINOPLUS 3LD4 |  |  | 1 | Part code completed with the current code in ( ) as per footnote on the price list page | 61
2217 | Siemens | Control Switch | 3LD4 control switches - ay with OFF | 4P 3W ¦ 25A (205) | Variant: 25A (205) | [5 empty] | Not stocked | 3LD42054CC40-0RC0 |  | 2860 |  | SINOPLUS 3LD4 |  |  | 1 | Part code completed with the current code in ( ) as per footnote on the price list page | 61
2218 | Siemens | Control Switch | 3LD4 control switches - ay with OFF | 4P 3W ¦ 32A (206) | Variant: 32A (206) | [5 empty] | Not stocked | 3LD42064CC40-0RC0 |  | 3145 |  | SINOPLUS 3LD4 |  |  | 1 | Part code completed with the current code in ( ) as per footnote on the price list page | 61
2219 | Siemens | Control Switch | 3LD4 control switches - ay with OFF | 4P 3W ¦ 40A (207) | Variant: 40A (207) | [5 empty] | Not stocked | 3LD42074CC40-0RC0 |  | 4280 |  | SINOPLUS 3LD4 |  |  | 1 | Part code completed with the current code in ( ) as per footnote on the price list page | 61
2220 | Siemens | Control Switch | 3LD4 control switches - ay with OFF | 4P 3W ¦ 63A (208) | Variant: 63A (208) | [5 empty] | Not stocked | 3LD42084CC40-0RC0 |  | 4985 |  | SINOPLUS 3LD4 |  |  | 1 | Part code completed with the current code in ( ) as per footnote on the price list page | 61
2221 | Siemens | Control Switch | 3LD4 control switches - ay with OFF | 4P 3W ¦ 100A (309) | Variant: 100A (309) | [5 empty] | Not stocked | 3LD43094CC40-0RC0 |  | 23930 |  | SINOPLUS 3LD4 |  |  | 1 | Part code completed with the current code in ( ) as per footnote on the price list page | 61
2222 | Siemens | Control Switch | 3LD4 control switches - ay with OFF | 1P 4W ¦ 6A (001) | Variant: 6A (001) | [5 empty] | Not stocked | 3LD40011DD40-0RC0 |  | 550 |  | SINOPLUS 3LD4 |  |  | 1 | Part code completed with the current code in ( ) as per footnote on the price list page | 61
2223 | Siemens | Control Switch | 3LD4 control switches - ay with OFF | 1P 4W ¦ 10A (102) | Variant: 10A (102) | [5 empty] | Not stocked | 3LD41021DD40-0RC0 |  | 720 |  | SINOPLUS 3LD4 |  |  | 1 | Part code completed with the current code in ( ) as per footnote on the price list page | 61
2224 | Siemens | Control Switch | 3LD4 control switches - ay with OFF | 1P 4W ¦ 16A (103) | Variant: 16A (103) | [5 empty] | Not stocked | 3LD41031DD40-0RC0 |  | 1360 |  | SINOPLUS 3LD4 |  |  | 1 | Part code completed with the current code in ( ) as per footnote on the price list page | 61
2225 | Siemens | Control Switch | 3LD4 control switches - ay with OFF | 1P 4W ¦ 20A (104) | Variant: 20A (104) | [5 empty] | Not stocked | 3LD41041DD40-0RC0 |  | 1475 |  | SINOPLUS 3LD4 |  |  | 1 | Part code completed with the current code in ( ) as per footnote on the price list page | 61
2226 | Siemens | Control Switch | 3LD4 control switches - ay with OFF | 1P 4W ¦ 25A (205) | Variant: 25A (205) | [5 empty] | Not stocked | 3LD42051DD40-0RC0 |  | 1625 |  | SINOPLUS 3LD4 |  |  | 1 | Part code completed with the current code in ( ) as per footnote on the price list page | 61
2227 | Siemens | Control Switch | 3LD4 control switches - ay with OFF | 1P 4W ¦ 32A (206) | Variant: 32A (206) | [5 empty] | Not stocked | 3LD42061DD40-0RC0 |  | 1810 |  | SINOPLUS 3LD4 |  |  | 1 | Part code completed with the current code in ( ) as per footnote on the price list page | 61
2228 | Siemens | Control Switch | 3LD4 control switches - ay with OFF | 1P 4W ¦ 40A (207) | Variant: 40A (207) | [5 empty] | Not stocked | 3LD42071DD40-0RC0 |  | 2045 |  | SINOPLUS 3LD4 |  |  | 1 | Part code completed with the current code in ( ) as per footnote on the price list page | 61
2229 | Siemens | Control Switch | 3LD4 control switches - ay with OFF | 1P 4W ¦ 63A (208) | Variant: 63A (208) | [5 empty] | Not stocked | 3LD42081DD40-0RC0 |  | 2780 |  | SINOPLUS 3LD4 |  |  | 1 | Part code completed with the current code in ( ) as per footnote on the price list page | 61
2230 | Siemens | Control Switch | 3LD4 control switches - ay with OFF | 1P 4W ¦ 100A (309) | Variant: 100A (309) | [5 empty] | Not stocked | 3LD43091DD40-0RC0 |  | 8230 |  | SINOPLUS 3LD4 |  |  | 1 | Part code completed with the current code in ( ) as per footnote on the price list page | 61
2231 | Siemens | Control Switch | 3LD4 control switches - ay with OFF | 2P 4W ¦ 6A (001) | Variant: 6A (001) | [5 empty] | Not stocked | 3LD40012DD40-0RC0 |  | 945 |  | SINOPLUS 3LD4 |  |  | 1 | Part code completed with the current code in ( ) as per footnote on the price list page | 61
2232 | Siemens | Control Switch | 3LD4 control switches - ay with OFF | 2P 4W ¦ 10A (102) | Variant: 10A (102) | [5 empty] | Not stocked | 3LD41022DD40-0RC0 |  | 1365 |  | SINOPLUS 3LD4 |  |  | 1 | Part code completed with the current code in ( ) as per footnote on the price list page | 61
2233 | Siemens | Control Switch | 3LD4 control switches - ay with OFF | 2P 4W ¦ 16A (103) | Variant: 16A (103) | [5 empty] | Not stocked | 3LD41032DD40-0RC0 |  | 1605 |  | SINOPLUS 3LD4 |  |  | 1 | Part code completed with the current code in ( ) as per footnote on the price list page | 61
2234 | Siemens | Control Switch | 3LD4 control switches - ay with OFF | 2P 4W ¦ 20A (104) | Variant: 20A (104) | [5 empty] | Not stocked | 3LD41042DD40-0RC0 |  | 1650 |  | SINOPLUS 3LD4 |  |  | 1 | Part code completed with the current code in ( ) as per footnote on the price list page | 61
2235 | Siemens | Control Switch | 3LD4 control switches - ay with OFF | 2P 4W ¦ 25A (205) | Variant: 25A (205) | [5 empty] | Not stocked | 3LD42052DD40-0RC0 |  | 1715 |  | SINOPLUS 3LD4 |  |  | 1 | Part code completed with the current code in ( ) as per footnote on the price list page | 61
2236 | Siemens | Control Switch | 3LD4 control switches - ay with OFF | 2P 4W ¦ 32A (206) | Variant: 32A (206) | [5 empty] | Not stocked | 3LD42062DD40-0RC0 |  | 1985 |  | SINOPLUS 3LD4 |  |  | 1 | Part code completed with the current code in ( ) as per footnote on the price list page | 61
2237 | Siemens | Control Switch | 3LD4 control switches - ay with OFF | 2P 4W ¦ 40A (207) | Variant: 40A (207) | [5 empty] | Not stocked | 3LD42072DD40-0RC0 |  | 2570 |  | SINOPLUS 3LD4 |  |  | 1 | Part code completed with the current code in ( ) as per footnote on the price list page | 61
2238 | Siemens | Control Switch | 3LD4 control switches - ay with OFF | 2P 4W ¦ 63A (208) | Variant: 63A (208) | [5 empty] | Not stocked | 3LD42082DD40-0RC0 |  | 3245 |  | SINOPLUS 3LD4 |  |  | 1 | Part code completed with the current code in ( ) as per footnote on the price list page | 61
2239 | Siemens | Control Switch | 3LD4 control switches - ay with OFF | 2P 4W ¦ 100A (309) | Variant: 100A (309) | [5 empty] | Not stocked | 3LD43092DD40-0RC0 |  | 12710 |  | SINOPLUS 3LD4 |  |  | 1 | Part code completed with the current code in ( ) as per footnote on the price list page | 61
2240 | Siemens | Control Switch | 3LD4 control switches - ay with OFF | 3P 4W ¦ 6A (001) | Variant: 6A (001) | [5 empty] | Not stocked | 3LD40013DD40-0RC0 |  | 1320 |  | SINOPLUS 3LD4 |  |  | 1 | Part code completed with the current code in ( ) as per footnote on the price list page | 61
2241 | Siemens | Control Switch | 3LD4 control switches - ay with OFF | 3P 4W ¦ 10A (102) | Variant: 10A (102) | [5 empty] | Not stocked | 3LD41023DD40-0RC0 |  | 1835 |  | SINOPLUS 3LD4 |  |  | 1 | Part code completed with the current code in ( ) as per footnote on the price list page | 61
2242 | Siemens | Control Switch | 3LD4 control switches - ay with OFF | 3P 4W ¦ 16A (103) | Variant: 16A (103) | [5 empty] | Not stocked | 3LD41033DD40-0RC0 |  | 2545 |  | SINOPLUS 3LD4 |  |  | 1 | Part code completed with the current code in ( ) as per footnote on the price list page | 61
2243 | Siemens | Control Switch | 3LD4 control switches - ay with OFF | 3P 4W ¦ 20A (104) | Variant: 20A (104) | [5 empty] | Not stocked | 3LD41043DD40-0RC0 |  | 2675 |  | SINOPLUS 3LD4 |  |  | 1 | Part code completed with the current code in ( ) as per footnote on the price list page | 61
2244 | Siemens | Control Switch | 3LD4 control switches - ay with OFF | 3P 4W ¦ 25A (205) | Variant: 25A (205) | [5 empty] | Not stocked | 3LD42053DD40-0RC0 |  | 2860 |  | SINOPLUS 3LD4 |  |  | 1 | Part code completed with the current code in ( ) as per footnote on the price list page | 61
2245 | Siemens | Control Switch | 3LD4 control switches - ay with OFF | 3P 4W ¦ 32A (206) | Variant: 32A (206) | [5 empty] | Not stocked | 3LD42063DD40-0RC0 |  | 3280 |  | SINOPLUS 3LD4 |  |  | 1 | Part code completed with the current code in ( ) as per footnote on the price list page | 61
2246 | Siemens | Control Switch | 3LD4 control switches - ay with OFF | 3P 4W ¦ 40A (207) | Variant: 40A (207) | [5 empty] | Not stocked | 3LD42073DD40-0RC0 |  | 4385 |  | SINOPLUS 3LD4 |  |  | 1 | Part code completed with the current code in ( ) as per footnote on the price list page | 61
2247 | Siemens | Control Switch | 3LD4 control switches - ay with OFF | 3P 4W ¦ 63A (208) | Variant: 63A (208) | [5 empty] | Not stocked | 3LD42083DD40-0RC0 |  | 4985 |  | SINOPLUS 3LD4 |  |  | 1 | Part code completed with the current code in ( ) as per footnote on the price list page | 61
2248 | Siemens | Control Switch | 3LD4 control switches - ay with OFF | 3P 4W ¦ 100A (309) | Variant: 100A (309) | [5 empty] | Not stocked | 3LD43093DD40-0RC0 |  | 35020 |  | SINOPLUS 3LD4 |  |  | 1 | Part code completed with the current code in ( ) as per footnote on the price list page | 61
2249 | Siemens | Control Switch | 3LD4 control switches - ay with OFF | 1P 5W ¦ 6A (001) | Variant: 6A (001) | [5 empty] | Not stocked | 3LD40011EE40-0RC0 |  | 620 |  | SINOPLUS 3LD4 |  |  | 1 | Part code completed with the current code in ( ) as per footnote on the price list page | 61
2250 | Siemens | Control Switch | 3LD4 control switches - ay with OFF | 1P 5W ¦ 10A (102) | Variant: 10A (102) | [5 empty] | Not stocked | 3LD41021EE40-0RC0 |  | 1155 |  | SINOPLUS 3LD4 |  |  | 1 | Part code completed with the current code in ( ) as per footnote on the price list page | 61
2251 | Siemens | Control Switch | 3LD4 control switches - ay with OFF | 1P 5W ¦ 16A (103) | Variant: 16A (103) | [5 empty] | Not stocked | 3LD41031EE40-0RC0 |  | 1560 |  | SINOPLUS 3LD4 |  |  | 1 | Part code completed with the current code in ( ) as per footnote on the price list page | 61
2252 | Siemens | Control Switch | 3LD4 control switches - ay with OFF | 1P 5W ¦ 20A (104) | Variant: 20A (104) | [5 empty] | Not stocked | 3LD41041EE40-0RC0 |  | 1760 |  | SINOPLUS 3LD4 |  |  | 1 | Part code completed with the current code in ( ) as per footnote on the price list page | 61
2253 | Siemens | Control Switch | 3LD4 control switches - ay with OFF | 1P 5W ¦ 25A (205) | Variant: 25A (205) | [5 empty] | Not stocked | 3LD42051EE40-0RC0 |  | 2035 |  | SINOPLUS 3LD4 |  |  | 1 | Part code completed with the current code in ( ) as per footnote on the price list page | 61
2254 | Siemens | Control Switch | 3LD4 control switches - ay with OFF | 1P 5W ¦ 32A (206) | Variant: 32A (206) | [5 empty] | Not stocked | 3LD42061EE40-0RC0 |  | 2055 |  | SINOPLUS 3LD4 |  |  | 1 | Part code completed with the current code in ( ) as per footnote on the price list page | 61
2255 | Siemens | Control Switch | 3LD4 control switches - ay with OFF | 1P 5W ¦ 40A (207) | Variant: 40A (207) | [5 empty] | Not stocked | 3LD42071EE40-0RC0 |  | 2545 |  | SINOPLUS 3LD4 |  |  | 1 | Part code completed with the current code in ( ) as per footnote on the price list page | 61
2256 | Siemens | Control Switch | 3LD4 control switches - ay with OFF | 1P 5W ¦ 63A (208) | Variant: 63A (208) | [5 empty] | Not stocked | 3LD42081EE40-0RC0 |  | 2975 |  | SINOPLUS 3LD4 |  |  | 1 | Part code completed with the current code in ( ) as per footnote on the price list page | 61
2257 | Siemens | Control Switch | 3LD4 control switches - ay with OFF | 1P 5W ¦ 100A (309) | Variant: 100A (309) | [5 empty] | Not stocked | 3LD43091EE40-0RC0 |  | 8755 |  | SINOPLUS 3LD4 |  |  | 1 | Part code completed with the current code in ( ) as per footnote on the price list page | 61
2258 | Siemens | Control Switch | 3LD4 control switches - ay with OFF | 2P 5W ¦ 6A (001) | Variant: 6A (001) | [5 empty] | Not stocked | 3LD40012EE40-0RC0 |  | 1110 |  | SINOPLUS 3LD4 |  |  | 1 | Part code completed with the current code in ( ) as per footnote on the price list page | 61
2259 | Siemens | Control Switch | 3LD4 control switches - ay with OFF | 2P 5W ¦ 10A (102) | Variant: 10A (102) | [5 empty] | Not stocked | 3LD41022EE40-0RC0 |  | 1790 |  | SINOPLUS 3LD4 |  |  | 1 | Part code completed with the current code in ( ) as per footnote on the price list page | 61
2260 | Siemens | Control Switch | 3LD4 control switches - ay with OFF | 2P 5W ¦ 16A (103) | Variant: 16A (103) | [5 empty] | Not stocked | 3LD41032EE40-0RC0 |  | 2075 |  | SINOPLUS 3LD4 |  |  | 1 | Part code completed with the current code in ( ) as per footnote on the price list page | 61
2261 | Siemens | Control Switch | 3LD4 control switches - ay with OFF | 2P 5W ¦ 20A (104) | Variant: 20A (104) | [5 empty] | Not stocked | 3LD41042EE40-0RC0 |  | 2400 |  | SINOPLUS 3LD4 |  |  | 1 | Part code completed with the current code in ( ) as per footnote on the price list page | 61
2262 | Siemens | Control Switch | 3LD4 control switches - ay with OFF | 2P 5W ¦ 25A (205) | Variant: 25A (205) | [5 empty] | Not stocked | 3LD42052EE40-0RC0 |  | 2770 |  | SINOPLUS 3LD4 |  |  | 1 | Part code completed with the current code in ( ) as per footnote on the price list page | 61
2263 | Siemens | Control Switch | 3LD4 control switches - ay with OFF | 2P 5W ¦ 32A (206) | Variant: 32A (206) | [5 empty] | Not stocked | 3LD42062EE40-0RC0 |  | 3245 |  | SINOPLUS 3LD4 |  |  | 1 | Part code completed with the current code in ( ) as per footnote on the price list page | 61
2264 | Siemens | Control Switch | 3LD4 control switches - ay with OFF | 2P 5W ¦ 40A (207) | Variant: 40A (207) | [5 empty] | Not stocked | 3LD42072EE40-0RC0 |  | 3345 |  | SINOPLUS 3LD4 |  |  | 1 | Part code completed with the current code in ( ) as per footnote on the price list page | 61
2265 | Siemens | Control Switch | 3LD4 control switches - ay with OFF | 2P 5W ¦ 63A (208) | Variant: 63A (208) | [5 empty] | Not stocked | 3LD42082EE40-0RC0 |  | 4180 |  | SINOPLUS 3LD4 |  |  | 1 | Part code completed with the current code in ( ) as per footnote on the price list page | 61
2266 | Siemens | Control Switch | 3LD4 control switches - ay with OFF | 2P 5W ¦ 100A (309) | Variant: 100A (309) | [5 empty] | Not stocked | 3LD43092EE40-0RC0 |  | 12705 |  | SINOPLUS 3LD4 |  |  | 1 | Part code completed with the current code in ( ) as per footnote on the price list page | 61
2267 | Siemens | Control Switch | 3LD4 control switches - p Switch ay with OFF | 1P 6W ¦ 6A (001) | Variant: 6A (001) | [5 empty] | Not stocked | 3LD40011FF40-0RC0 |  | 800 |  | SINOPLUS 3LD4 |  |  | 1 | Part code completed with the current code in ( ) as per footnote on the price list page | 62
2268 | Siemens | Control Switch | 3LD4 control switches - p Switch ay with OFF | 1P 6W ¦ 10A (102) | Variant: 10A (102) | [5 empty] | Not stocked | 3LD41021FF40-0RC0 |  | 1300 |  | SINOPLUS 3LD4 |  |  | 1 | Part code completed with the current code in ( ) as per footnote on the price list page | 62
2269 | Siemens | Control Switch | 3LD4 control switches - p Switch ay with OFF | 1P 6W ¦ 16A (103) | Variant: 16A (103) | [5 empty] | Not stocked | 3LD41031FF40-0RC0 |  | 1505 |  | SINOPLUS 3LD4 |  |  | 1 | Part code completed with the current code in ( ) as per footnote on the price list page | 62
2270 | Siemens | Control Switch | 3LD4 control switches - p Switch ay with OFF | 1P 6W ¦ 20A (104) | Variant: 20A (104) | [5 empty] | Not stocked | 3LD41041FF40-0RC0 |  | 1655 |  | SINOPLUS 3LD4 |  |  | 1 | Part code completed with the current code in ( ) as per footnote on the price list page | 62
2271 | Siemens | Control Switch | 3LD4 control switches - p Switch ay with OFF | 1P 6W ¦ 25A (205) | Variant: 25A (205) | [5 empty] | Not stocked | 3LD42051FF40-0RC0 |  | 1810 |  | SINOPLUS 3LD4 |  |  | 1 | Part code completed with the current code in ( ) as per footnote on the price list page | 62
2272 | Siemens | Control Switch | 3LD4 control switches - p Switch ay with OFF | 1P 6W ¦ 32A (206) | Variant: 32A (206) | [5 empty] | Not stocked | 3LD42061FF40-0RC0 |  | 2110 |  | SINOPLUS 3LD4 |  |  | 1 | Part code completed with the current code in ( ) as per footnote on the price list page | 62
2273 | Siemens | Control Switch | 3LD4 control switches - p Switch ay with OFF | 1P 6W ¦ 40A (207) | Variant: 40A (207) | [5 empty] | Not stocked | 3LD42071FF40-0RC0 |  | 2165 |  | SINOPLUS 3LD4 |  |  | 1 | Part code completed with the current code in ( ) as per footnote on the price list page | 62
2274 | Siemens | Control Switch | 3LD4 control switches - p Switch ay with OFF | 1P 6W ¦ 63A (208) | Variant: 63A (208) | [5 empty] | Not stocked | 3LD42081FF40-0RC0 |  | 3505 |  | SINOPLUS 3LD4 |  |  | 1 | Part code completed with the current code in ( ) as per footnote on the price list page | 62
2275 | Siemens | Control Switch | 3LD4 control switches - p Switch ay with OFF | 2P 6W ¦ 6A (001) | Variant: 6A (001) | [5 empty] | Not stocked | 3LD40012FF40-0RC0 |  | 1320 |  | SINOPLUS 3LD4 |  |  | 1 | Part code completed with the current code in ( ) as per footnote on the price list page | 62
2276 | Siemens | Control Switch | 3LD4 control switches - p Switch ay with OFF | 2P 6W ¦ 10A (102) | Variant: 10A (102) | [5 empty] | Not stocked | 3LD41022FF40-0RC0 |  | 1940 |  | SINOPLUS 3LD4 |  |  | 1 | Part code completed with the current code in ( ) as per footnote on the price list page | 62
2277 | Siemens | Control Switch | 3LD4 control switches - p Switch ay with OFF | 2P 6W ¦ 16A (103) | Variant: 16A (103) | [5 empty] | Not stocked | 3LD41032FF40-0RC0 |  | 2180 |  | SINOPLUS 3LD4 |  |  | 1 | Part code completed with the current code in ( ) as per footnote on the price list page | 62
2278 | Siemens | Control Switch | 3LD4 control switches - p Switch ay with OFF | 2P 6W ¦ 20A (104) | Variant: 20A (104) | [5 empty] | Not stocked | 3LD41042FF40-0RC0 |  | 2465 |  | SINOPLUS 3LD4 |  |  | 1 | Part code completed with the current code in ( ) as per footnote on the price list page | 62
2279 | Siemens | Control Switch | 3LD4 control switches - p Switch ay with OFF | 2P 6W ¦ 25A (205) | Variant: 25A (205) | [5 empty] | Not stocked | 3LD42052FF40-0RC0 |  | 2780 |  | SINOPLUS 3LD4 |  |  | 1 | Part code completed with the current code in ( ) as per footnote on the price list page | 62
2280 | Siemens | Control Switch | 3LD4 control switches - p Switch ay with OFF | 2P 6W ¦ 32A (206) | Variant: 32A (206) | [5 empty] | Not stocked | 3LD42062FF40-0RC0 |  | 3365 |  | SINOPLUS 3LD4 |  |  | 1 | Part code completed with the current code in ( ) as per footnote on the price list page | 62
2281 | Siemens | Control Switch | 3LD4 control switches - p Switch ay with OFF | 2P 6W ¦ 40A (207) | Variant: 40A (207) | [5 empty] | Not stocked | 3LD42072FF40-0RC0 |  | 4300 |  | SINOPLUS 3LD4 |  |  | 1 | Part code completed with the current code in ( ) as per footnote on the price list page | 62
2282 | Siemens | Control Switch | 3LD4 control switches - p Switch ay with OFF | 2P 6W ¦ 63A (208) | Variant: 63A (208) | [5 empty] | Not stocked | 3LD42082FF40-0RC0 |  | 5630 |  | SINOPLUS 3LD4 |  |  | 1 | Part code completed with the current code in ( ) as per footnote on the price list page | 62
2283 | Siemens | Control Switch | 3LD4 control switches - ay with OFF | 1P 7W ¦ 6A (001) | Variant: 6A (001) | [5 empty] | Not stocked | 3LD40011GG40-0RC0 |  | 805 |  | SINOPLUS 3LD4 |  |  | 1 | Part code completed with the current code in ( ) as per footnote on the price list page | 62
2284 | Siemens | Control Switch | 3LD4 control switches - ay with OFF | 1P 7W ¦ 10A (102) | Variant: 10A (102) | [5 empty] | Not stocked | 3LD41021GG40-0RC0 |  | 1330 |  | SINOPLUS 3LD4 |  |  | 1 | Part code completed with the current code in ( ) as per footnote on the price list page | 62
2285 | Siemens | Control Switch | 3LD4 control switches - ay with OFF | 1P 7W ¦ 16A (103) | Variant: 16A (103) | [5 empty] | Not stocked | 3LD41031GG40-0RC0 |  | 1650 |  | SINOPLUS 3LD4 |  |  | 1 | Part code completed with the current code in ( ) as per footnote on the price list page | 62
2286 | Siemens | Control Switch | 3LD4 control switches - ay with OFF | 1P 7W ¦ 20A (104) | Variant: 20A (104) | [5 empty] | Not stocked | 3LD41041GG40-0RC0 |  | 1805 |  | SINOPLUS 3LD4 |  |  | 1 | Part code completed with the current code in ( ) as per footnote on the price list page | 62
2287 | Siemens | Control Switch | 3LD4 control switches - ay with OFF | 1P 7W ¦ 25A (205) | Variant: 25A (205) | [5 empty] | Not stocked | 3LD42051GG40-0RC0 |  | 2055 |  | SINOPLUS 3LD4 |  |  | 1 | Part code completed with the current code in ( ) as per footnote on the price list page | 62
2288 | Siemens | Control Switch | 3LD4 control switches - ay with OFF | 1P 7W ¦ 32A (206) | Variant: 32A (206) | [5 empty] | Not stocked | 3LD42061GG40-0RC0 |  | 2155 |  | SINOPLUS 3LD4 |  |  | 1 | Part code completed with the current code in ( ) as per footnote on the price list page | 62
2289 | Siemens | Control Switch | 3LD4 control switches - ay with OFF | 1P 7W ¦ 40A (207) | Variant: 40A (207) | [5 empty] | Not stocked | 3LD42071GG40-0RC0 |  | 2245 |  | SINOPLUS 3LD4 |  |  | 1 | Part code completed with the current code in ( ) as per footnote on the price list page | 62
2290 | Siemens | Control Switch | 3LD4 control switches - ay with OFF | 1P 7W ¦ 63A (208) | Variant: 63A (208) | [5 empty] | Not stocked | 3LD42081GG40-0RC0 |  | 3485 |  | SINOPLUS 3LD4 |  |  | 1 | Part code completed with the current code in ( ) as per footnote on the price list page | 62
2291 | Siemens | Control Switch | 3LD4 control switches - ay with OFF | 1P 8W ¦ 6A (001) | Variant: 6A (001) | [5 empty] | Not stocked | 3LD40011HH40-0RC0 |  | 920 |  | SINOPLUS 3LD4 |  |  | 1 | Part code completed with the current code in ( ) as per footnote on the price list page | 62
2292 | Siemens | Control Switch | 3LD4 control switches - ay with OFF | 1P 8W ¦ 10A (102) | Variant: 10A (102) | [5 empty] | Not stocked | 3LD41021HH40-0RC0 |  | 1130 |  | SINOPLUS 3LD4 |  |  | 1 | Part code completed with the current code in ( ) as per footnote on the price list page | 62
2293 | Siemens | Control Switch | 3LD4 control switches - ay with OFF | 1P 8W ¦ 16A (103) | Variant: 16A (103) | [5 empty] | Not stocked | 3LD41031HH40-0RC0 |  | 1615 |  | SINOPLUS 3LD4 |  |  | 1 | Part code completed with the current code in ( ) as per footnote on the price list page | 62
2294 | Siemens | Control Switch | 3LD4 control switches - ay with OFF | 1P 8W ¦ 20A (104) | Variant: 20A (104) | [5 empty] | Not stocked | 3LD41041HH40-0RC0 |  | 1875 |  | SINOPLUS 3LD4 |  |  | 1 | Part code completed with the current code in ( ) as per footnote on the price list page | 62
2295 | Siemens | Control Switch | 3LD4 control switches - ay with OFF | 1P 9W ¦ 6A (001) | Variant: 6A (001) | [5 empty] | Not stocked | 3LD40011JJ40-0RC0 |  | 945 |  | SINOPLUS 3LD4 |  |  | 1 | Part code completed with the current code in ( ) as per footnote on the price list page | 62
2296 | Siemens | Control Switch | 3LD4 control switches - ay with OFF | 1P 9W ¦ 10A (102) | Variant: 10A (102) | [5 empty] | Not stocked | 3LD41021JJ40-0RC0 |  | 1375 |  | SINOPLUS 3LD4 |  |  | 1 | Part code completed with the current code in ( ) as per footnote on the price list page | 62
2297 | Siemens | Control Switch | 3LD4 control switches - ay with OFF | 1P 9W ¦ 16A (103) | Variant: 16A (103) | [5 empty] | Not stocked | 3LD41031JJ40-0RC0 |  | 1670 |  | SINOPLUS 3LD4 |  |  | 1 | Part code completed with the current code in ( ) as per footnote on the price list page | 62
2298 | Siemens | Control Switch | 3LD4 control switches - ay with OFF | 1P 9W ¦ 20A (104) | Variant: 20A (104) | [5 empty] | Not stocked | 3LD41041JJ40-0RC0 |  | 1985 |  | SINOPLUS 3LD4 |  |  | 1 | Part code completed with the current code in ( ) as per footnote on the price list page | 62
2299 | Siemens | Control Switch | 3LD4 control switches - ay with OFF | 1P 10W ¦ 6A (001) | Variant: 6A (001) | [5 empty] | Not stocked | 3LD40011KK40-0RC0 |  | 1110 |  | SINOPLUS 3LD4 |  |  | 1 | Part code completed with the current code in ( ) as per footnote on the price list page | 62
2300 | Siemens | Control Switch | 3LD4 control switches - ay with OFF | 1P 10W ¦ 10A (102) | Variant: 10A (102) | [5 empty] | Not stocked | 3LD41021KK40-0RC0 |  | 1460 |  | SINOPLUS 3LD4 |  |  | 1 | Part code completed with the current code in ( ) as per footnote on the price list page | 62
2301 | Siemens | Control Switch | 3LD4 control switches - ay with OFF | 1P 10W ¦ 16A (103) | Variant: 16A (103) | [5 empty] | Not stocked | 3LD41031KK40-0RC0 |  | 2245 |  | SINOPLUS 3LD4 |  |  | 1 | Part code completed with the current code in ( ) as per footnote on the price list page | 62
2302 | Siemens | Control Switch | 3LD4 control switches - ay with OFF | 1P 10W ¦ 20A (104) | Variant: 20A (104) | [5 empty] | Not stocked | 3LD41041KK40-0RC0 |  | 3015 |  | SINOPLUS 3LD4 |  |  | 1 | Part code completed with the current code in ( ) as per footnote on the price list page | 62
2303 | Siemens | Control Switch | 3LD4 control switches - ay with OFF | 1P 11W ¦ 6A (001) | Variant: 6A (001) | [5 empty] | Not stocked | 3LD40011LL40-0RC0 |  | 1320 |  | SINOPLUS 3LD4 |  |  | 1 | Part code completed with the current code in ( ) as per footnote on the price list page | 62
2304 | Siemens | Control Switch | 3LD4 control switches - ay with OFF | 1P 11W ¦ 10A (102) | Variant: 10A (102) | [5 empty] | Not stocked | 3LD41021LL40-0RC0 |  | 1580 |  | SINOPLUS 3LD4 |  |  | 1 | Part code completed with the current code in ( ) as per footnote on the price list page | 62
2305 | Siemens | Control Switch | 3LD4 control switches - ay with OFF | 1P 11W ¦ 16A (103) | Variant: 16A (103) | [5 empty] | Not stocked | 3LD41031LL40-0RC0 |  | 2465 |  | SINOPLUS 3LD4 |  |  | 1 | Part code completed with the current code in ( ) as per footnote on the price list page | 62
2306 | Siemens | Control Switch | 3LD4 control switches - ay with OFF | 1P 11W ¦ 20A (104) | Variant: 20A (104) | [5 empty] | Not stocked | 3LD41041LL40-0RC0 |  | 3245 |  | SINOPLUS 3LD4 |  |  | 1 | Part code completed with the current code in ( ) as per footnote on the price list page | 62
2307 | Siemens | Control Switch | 3LD4 control switches - p Switch ay without OFF | 1P 3W ¦ 6A (001) | Variant: 6A (001) | [5 empty] | Not stocked | 3LD40011QB40-0RC0 |  | 410 |  | SINOPLUS 3LD4 |  |  | 1 | Part code completed with the current code in ( ) as per footnote on the price list page | 63
2308 | Siemens | Control Switch | 3LD4 control switches - p Switch ay without OFF | 1P 3W ¦ 10A (102) | Variant: 10A (102) | [5 empty] | Not stocked | 3LD41021QB40-0RC0 |  | 710 |  | SINOPLUS 3LD4 |  |  | 1 | Part code completed with the current code in ( ) as per footnote on the price list page | 63
2309 | Siemens | Control Switch | 3LD4 control switches - p Switch ay without OFF | 1P 3W ¦ 16A (103) | Variant: 16A (103) | [5 empty] | Not stocked | 3LD41031QB40-0RC0 |  | 860 |  | SINOPLUS 3LD4 |  |  | 1 | Part code completed with the current code in ( ) as per footnote on the price list page | 63
2310 | Siemens | Control Switch | 3LD4 control switches - p Switch ay without OFF | 1P 3W ¦ 20A (104) | Variant: 20A (104) | [5 empty] | Not stocked | 3LD41041QB40-0RC0 |  | 870 |  | SINOPLUS 3LD4 |  |  | 1 | Part code completed with the current code in ( ) as per footnote on the price list page | 63
2311 | Siemens | Control Switch | 3LD4 control switches - p Switch ay without OFF | 1P 3W ¦ 25A (205) | Variant: 25A (205) | [5 empty] | Not stocked | 3LD42051QB40-0RC0 |  | 1090 |  | SINOPLUS 3LD4 |  |  | 1 | Part code completed with the current code in ( ) as per footnote on the price list page | 63
2312 | Siemens | Control Switch | 3LD4 control switches - p Switch ay without OFF | 1P 3W ¦ 32A (206) | Variant: 32A (206) | [5 empty] | Not stocked | 3LD42061QB40-0RC0 |  | 1120 |  | SINOPLUS 3LD4 |  |  | 1 | Part code completed with the current code in ( ) as per footnote on the price list page | 63
2313 | Siemens | Control Switch | 3LD4 control switches - p Switch ay without OFF | 1P 3W ¦ 40A (207) | Variant: 40A (207) | [5 empty] | Not stocked | 3LD42071QB40-0RC0 |  | 1740 |  | SINOPLUS 3LD4 |  |  | 1 | Part code completed with the current code in ( ) as per footnote on the price list page | 63
2314 | Siemens | Control Switch | 3LD4 control switches - p Switch ay without OFF | 1P 3W ¦ 63A (208) | Variant: 63A (208) | [5 empty] | Not stocked | 3LD42081QB40-0RC0 |  | 1960 |  | SINOPLUS 3LD4 |  |  | 1 | Part code completed with the current code in ( ) as per footnote on the price list page | 63
2315 | Siemens | Control Switch | 3LD4 control switches - p Switch ay without OFF | 1P 3W ¦ 100A (309) | Variant: 100A (309) | [5 empty] | Not stocked | 3LD43091QB40-0RC0 |  | 7360 |  | SINOPLUS 3LD4 |  |  | 1 | Part code completed with the current code in ( ) as per footnote on the price list page | 63
2316 | Siemens | Control Switch | 3LD4 control switches - p Switch ay without OFF | 2P 3W ¦ 6A (001) | Variant: 6A (001) | [5 empty] | Not stocked | 3LD40012QB40-0RC0 |  | 595 |  | SINOPLUS 3LD4 |  |  | 1 | Part code completed with the current code in ( ) as per footnote on the price list page | 63
2317 | Siemens | Control Switch | 3LD4 control switches - p Switch ay without OFF | 2P 3W ¦ 10A (102) | Variant: 10A (102) | [5 empty] | Not stocked | 3LD41022QB40-0RC0 |  | 1070 |  | SINOPLUS 3LD4 |  |  | 1 | Part code completed with the current code in ( ) as per footnote on the price list page | 63
2318 | Siemens | Control Switch | 3LD4 control switches - p Switch ay without OFF | 2P 3W ¦ 16A (103) | Variant: 16A (103) | [5 empty] | Not stocked | 3LD41032QB40-0RC0 |  | 1210 |  | SINOPLUS 3LD4 |  |  | 1 | Part code completed with the current code in ( ) as per footnote on the price list page | 63
2319 | Siemens | Control Switch | 3LD4 control switches - p Switch ay without OFF | 2P 3W ¦ 20A (104) | Variant: 20A (104) | [5 empty] | Not stocked | 3LD41042QB40-0RC0 |  | 1330 |  | SINOPLUS 3LD4 |  |  | 1 | Part code completed with the current code in ( ) as per footnote on the price list page | 63
2320 | Siemens | Control Switch | 3LD4 control switches - p Switch ay without OFF | 2P 3W ¦ 25A (205) | Variant: 25A (205) | [5 empty] | Not stocked | 3LD42052QB40-0RC0 |  | 1430 |  | SINOPLUS 3LD4 |  |  | 1 | Part code completed with the current code in ( ) as per footnote on the price list page | 63
2321 | Siemens | Control Switch | 3LD4 control switches - p Switch ay without OFF | 2P 3W ¦ 32A (206) | Variant: 32A (206) | [5 empty] | Not stocked | 3LD42062QB40-0RC0 |  | 1470 |  | SINOPLUS 3LD4 |  |  | 1 | Part code completed with the current code in ( ) as per footnote on the price list page | 63
2322 | Siemens | Control Switch | 3LD4 control switches - p Switch ay without OFF | 2P 3W ¦ 40A (207) | Variant: 40A (207) | [5 empty] | Not stocked | 3LD42072QB40-0RC0 |  | 2180 |  | SINOPLUS 3LD4 |  |  | 1 | Part code completed with the current code in ( ) as per footnote on the price list page | 63
2323 | Siemens | Control Switch | 3LD4 control switches - p Switch ay without OFF | 2P 3W ¦ 63A (208) | Variant: 63A (208) | [5 empty] | Not stocked | 3LD42082QB40-0RC0 |  | 2575 |  | SINOPLUS 3LD4 |  |  | 1 | Part code completed with the current code in ( ) as per footnote on the price list page | 63
2324 | Siemens | Control Switch | 3LD4 control switches - p Switch ay without OFF | 2P 3W ¦ 100A (309) | Variant: 100A (309) | [5 empty] | Not stocked | 3LD43092QB40-0RC0 |  | 13175 |  | SINOPLUS 3LD4 |  |  | 1 | Part code completed with the current code in ( ) as per footnote on the price list page | 63
2325 | Siemens | Control Switch | 3LD4 control switches - p Switch ay without OFF | 3P 3W ¦ 6A (001) | Variant: 6A (001) | [5 empty] | Not stocked | 3LD40013QB40-0RC0 |  | 860 |  | SINOPLUS 3LD4 |  |  | 1 | Part code completed with the current code in ( ) as per footnote on the price list page | 63
2326 | Siemens | Control Switch | 3LD4 control switches - p Switch ay without OFF | 3P 3W ¦ 10A (102) | Variant: 10A (102) | [5 empty] | Not stocked | 3LD41023QB40-0RC0 |  | 1330 |  | SINOPLUS 3LD4 |  |  | 1 | Part code completed with the current code in ( ) as per footnote on the price list page | 63
2327 | Siemens | Control Switch | 3LD4 control switches - p Switch ay without OFF | 3P 3W ¦ 16A (103) | Variant: 16A (103) | [5 empty] | Not stocked | 3LD41033QB40-0RC0 |  | 1805 |  | SINOPLUS 3LD4 |  |  | 1 | Part code completed with the current code in ( ) as per footnote on the price list page | 63
2328 | Siemens | Control Switch | 3LD4 control switches - p Switch ay without OFF | 3P 3W ¦ 20A (104) | Variant: 20A (104) | [5 empty] | Not stocked | 3LD41043QB40-0RC0 |  | 1930 |  | SINOPLUS 3LD4 |  |  | 1 | Part code completed with the current code in ( ) as per footnote on the price list page | 63
2329 | Siemens | Control Switch | 3LD4 control switches - p Switch ay without OFF | 3P 3W ¦ 25A (205) | Variant: 25A (205) | [5 empty] | Not stocked | 3LD42053QB40-0RC0 |  | 2090 |  | SINOPLUS 3LD4 |  |  | 1 | Part code completed with the current code in ( ) as per footnote on the price list page | 63
2330 | Siemens | Control Switch | 3LD4 control switches - p Switch ay without OFF | 3P 3W ¦ 32A (206) | Variant: 32A (206) | [5 empty] | Not stocked | 3LD42063QB40-0RC0 |  | 2270 |  | SINOPLUS 3LD4 |  |  | 1 | Part code completed with the current code in ( ) as per footnote on the price list page | 63
2331 | Siemens | Control Switch | 3LD4 control switches - p Switch ay without OFF | 3P 3W ¦ 40A (207) | Variant: 40A (207) | [5 empty] | Not stocked | 3LD42073QB40-0RC0 |  | 3185 |  | SINOPLUS 3LD4 |  |  | 1 | Part code completed with the current code in ( ) as per footnote on the price list page | 63
2332 | Siemens | Control Switch | 3LD4 control switches - p Switch ay without OFF | 3P 3W ¦ 63A (208) | Variant: 63A (208) | [5 empty] | Not stocked | 3LD42083QB40-0RC0 |  | 3785 |  | SINOPLUS 3LD4 |  |  | 1 | Part code completed with the current code in ( ) as per footnote on the price list page | 63
2333 | Siemens | Control Switch | 3LD4 control switches - p Switch ay without OFF | 3P 3W ¦ 100A (309) | Variant: 100A (309) | [5 empty] | Not stocked | 3LD43093QB40-0RC0 |  | 14150 |  | SINOPLUS 3LD4 |  |  | 1 | Part code completed with the current code in ( ) as per footnote on the price list page | 63
2334 | Siemens | Control Switch | 3LD4 control switches - p Switch ay without OFF | 4P 3W ¦ 6A (001) | Variant: 6A (001) | [5 empty] | Not stocked | 3LD40014QB40-0RC0 |  | 1105 |  | SINOPLUS 3LD4 |  |  | 1 | Part code completed with the current code in ( ) as per footnote on the price list page | 63
2335 | Siemens | Control Switch | 3LD4 control switches - p Switch ay without OFF | 4P 3W ¦ 10A (102) | Variant: 10A (102) | [5 empty] | Not stocked | 3LD41024QB40-0RC0 |  | 1475 |  | SINOPLUS 3LD4 |  |  | 1 | Part code completed with the current code in ( ) as per footnote on the price list page | 63
2336 | Siemens | Control Switch | 3LD4 control switches - p Switch ay without OFF | 4P 3W ¦ 16A (103) | Variant: 16A (103) | [5 empty] | Not stocked | 3LD41034QB40-0RC0 |  | 2095 |  | SINOPLUS 3LD4 |  |  | 1 | Part code completed with the current code in ( ) as per footnote on the price list page | 63
2337 | Siemens | Control Switch | 3LD4 control switches - p Switch ay without OFF | 4P 3W ¦ 20A (104) | Variant: 20A (104) | [5 empty] | Not stocked | 3LD41044QB40-0RC0 |  | 2375 |  | SINOPLUS 3LD4 |  |  | 1 | Part code completed with the current code in ( ) as per footnote on the price list page | 63
2338 | Siemens | Control Switch | 3LD4 control switches - p Switch ay without OFF | 4P 3W ¦ 25A (205) | Variant: 25A (205) | [5 empty] | Not stocked | 3LD42054QB40-0RC0 |  | 2640 |  | SINOPLUS 3LD4 |  |  | 1 | Part code completed with the current code in ( ) as per footnote on the price list page | 63
2339 | Siemens | Control Switch | 3LD4 control switches - p Switch ay without OFF | 4P 3W ¦ 32A (206) | Variant: 32A (206) | [5 empty] | Not stocked | 3LD42064QB40-0RC0 |  | 2810 |  | SINOPLUS 3LD4 |  |  | 1 | Part code completed with the current code in ( ) as per footnote on the price list page | 63
2340 | Siemens | Control Switch | 3LD4 control switches - p Switch ay without OFF | 4P 3W ¦ 40A (207) | Variant: 40A (207) | [5 empty] | Not stocked | 3LD42074QB40-0RC0 |  | 6190 |  | SINOPLUS 3LD4 |  |  | 1 | Part code completed with the current code in ( ) as per footnote on the price list page | 63
2341 | Siemens | Control Switch | 3LD4 control switches - p Switch ay without OFF | 4P 3W ¦ 63A (208) | Variant: 63A (208) | [5 empty] | Not stocked | 3LD42084QB40-0RC0 |  | 6835 |  | SINOPLUS 3LD4 |  |  | 1 | Part code completed with the current code in ( ) as per footnote on the price list page | 63
2342 | Siemens | Control Switch | 3LD4 control switches - p Switch ay without OFF | 4P 3W ¦ 100A (309) | Variant: 100A (309) | [5 empty] | Not stocked | 3LD43094QB40-0RC0 |  | 15170 |  | SINOPLUS 3LD4 |  |  | 1 | Part code completed with the current code in ( ) as per footnote on the price list page | 63
2343 | Siemens | Control Switch | 3LD4 control switches - ay without OFF | 1P 4W ¦ 6A (001) | Variant: 6A (001) | [5 empty] | Not stocked | 3LD40011RC40-0RC0 |  | 470 |  | SINOPLUS 3LD4 |  |  | 1 | Part code completed with the current code in ( ) as per footnote on the price list page | 63
2344 | Siemens | Control Switch | 3LD4 control switches - ay without OFF | 1P 4W ¦ 10A (102) | Variant: 10A (102) | [5 empty] | Not stocked | 3LD41021RC40-0RC0 |  | 775 |  | SINOPLUS 3LD4 |  |  | 1 | Part code completed with the current code in ( ) as per footnote on the price list page | 63
2345 | Siemens | Control Switch | 3LD4 control switches - ay without OFF | 1P 4W ¦ 16A (103) | Variant: 16A (103) | [5 empty] | Not stocked | 3LD41031RC40-0RC0 |  | 1050 |  | SINOPLUS 3LD4 |  |  | 1 | Part code completed with the current code in ( ) as per footnote on the price list page | 63
2346 | Siemens | Control Switch | 3LD4 control switches - ay without OFF | 1P 4W ¦ 20A (104) | Variant: 20A (104) | [5 empty] | Not stocked | 3LD41041RC40-0RC0 |  | 1130 |  | SINOPLUS 3LD4 |  |  | 1 | Part code completed with the current code in ( ) as per footnote on the price list page | 63
2347 | Siemens | Control Switch | 3LD4 control switches - ay without OFF | 1P 4W ¦ 25A (205) | Variant: 25A (205) | [5 empty] | Not stocked | 3LD42051RC40-0RC0 |  | 1300 |  | SINOPLUS 3LD4 |  |  | 1 | Part code completed with the current code in ( ) as per footnote on the price list page | 63
2348 | Siemens | Control Switch | 3LD4 control switches - ay without OFF | 1P 4W ¦ 32A (206) | Variant: 32A (206) | [5 empty] | Not stocked | 3LD42061RC40-0RC0 |  | 1370 |  | SINOPLUS 3LD4 |  |  | 1 | Part code completed with the current code in ( ) as per footnote on the price list page | 63
2349 | Siemens | Control Switch | 3LD4 control switches - ay without OFF | 1P 4W ¦ 40A (207) | Variant: 40A (207) | [5 empty] | Not stocked | 3LD42071RC40-0RC0 |  | 1885 |  | SINOPLUS 3LD4 |  |  | 1 | Part code completed with the current code in ( ) as per footnote on the price list page | 63
2350 | Siemens | Control Switch | 3LD4 control switches - ay without OFF | 1P 4W ¦ 63A (208) | Variant: 63A (208) | [5 empty] | Not stocked | 3LD42081RC40-0RC0 |  | 2630 |  | SINOPLUS 3LD4 |  |  | 1 | Part code completed with the current code in ( ) as per footnote on the price list page | 63
2351 | Siemens | Control Switch | 3LD4 control switches - ay without OFF | 1P 4W ¦ 100A (309) | Variant: 100A (309) | [5 empty] | Not stocked | 3LD43091RC40-0RC0 |  | 8970 |  | SINOPLUS 3LD4 |  |  | 1 | Part code completed with the current code in ( ) as per footnote on the price list page | 63
2352 | Siemens | Control Switch | 3LD4 control switches - ay without OFF | 2P 4W ¦ 6A (001) | Variant: 6A (001) | [5 empty] | Not stocked | 3LD40012RC40-0RC0 |  | 665 |  | SINOPLUS 3LD4 |  |  | 1 | Part code completed with the current code in ( ) as per footnote on the price list page | 63
2353 | Siemens | Control Switch | 3LD4 control switches - ay without OFF | 2P 4W ¦ 10A (102) | Variant: 10A (102) | [5 empty] | Not stocked | 3LD41022RC40-0RC0 |  | 1110 |  | SINOPLUS 3LD4 |  |  | 1 | Part code completed with the current code in ( ) as per footnote on the price list page | 63
2354 | Siemens | Control Switch | 3LD4 control switches - ay without OFF | 2P 4W ¦ 16A (103) | Variant: 16A (103) | [5 empty] | Not stocked | 3LD41032RC40-0RC0 |  | 1235 |  | SINOPLUS 3LD4 |  |  | 1 | Part code completed with the current code in ( ) as per footnote on the price list page | 63
2355 | Siemens | Control Switch | 3LD4 control switches - ay without OFF | 2P 4W ¦ 20A (104) | Variant: 20A (104) | [5 empty] | Not stocked | 3LD41042RC40-0RC0 |  | 1420 |  | SINOPLUS 3LD4 |  |  | 1 | Part code completed with the current code in ( ) as per footnote on the price list page | 63
2356 | Siemens | Control Switch | 3LD4 control switches - ay without OFF | 2P 4W ¦ 25A (205) | Variant: 25A (205) | [5 empty] | Not stocked | 3LD42052RC40-0RC0 |  | 1540 |  | SINOPLUS 3LD4 |  |  | 1 | Part code completed with the current code in ( ) as per footnote on the price list page | 63
2357 | Siemens | Control Switch | 3LD4 control switches - ay without OFF | 2P 4W ¦ 32A (206) | Variant: 32A (206) | [5 empty] | Not stocked | 3LD42062RC40-0RC0 |  | 1685 |  | SINOPLUS 3LD4 |  |  | 1 | Part code completed with the current code in ( ) as per footnote on the price list page | 63
2358 | Siemens | Control Switch | 3LD4 control switches - ay without OFF | 2P 4W ¦ 40A (207) | Variant: 40A (207) | [5 empty] | Not stocked | 3LD42072RC40-0RC0 |  | 2270 |  | SINOPLUS 3LD4 |  |  | 1 | Part code completed with the current code in ( ) as per footnote on the price list page | 63
2359 | Siemens | Control Switch | 3LD4 control switches - ay without OFF | 2P 4W ¦ 63A (208) | Variant: 63A (208) | [5 empty] | Not stocked | 3LD42082RC40-0RC0 |  | 2950 |  | SINOPLUS 3LD4 |  |  | 1 | Part code completed with the current code in ( ) as per footnote on the price list page | 63
2360 | Siemens | Control Switch | 3LD4 control switches - ay without OFF | 2P 4W ¦ 100A (309) | Variant: 100A (309) | [5 empty] | Not stocked | 3LD43092RC40-0RC0 |  | 13850 |  | SINOPLUS 3LD4 |  |  | 1 | Part code completed with the current code in ( ) as per footnote on the price list page | 63
2361 | Siemens | Control Switch | 3LD4 control switches - ay without OFF | 3P 4W ¦ 6A (001) | Variant: 6A (001) | [5 empty] | Not stocked | 3LD40013RC40-0RC0 |  | 910 |  | SINOPLUS 3LD4 |  |  | 1 | Part code completed with the current code in ( ) as per footnote on the price list page | 63
2362 | Siemens | Control Switch | 3LD4 control switches - ay without OFF | 3P 4W ¦ 10A (102) | Variant: 10A (102) | [5 empty] | Not stocked | 3LD41023RC40-0RC0 |  | 1090 |  | SINOPLUS 3LD4 |  |  | 1 | Part code completed with the current code in ( ) as per footnote on the price list page | 63
2363 | Siemens | Control Switch | 3LD4 control switches - ay without OFF | 3P 4W ¦ 16A (103) | Variant: 16A (103) | [5 empty] | Not stocked | 3LD41033RC40-0RC0 |  | 1960 |  | SINOPLUS 3LD4 |  |  | 1 | Part code completed with the current code in ( ) as per footnote on the price list page | 63
2364 | Siemens | Control Switch | 3LD4 control switches - ay without OFF | 3P 4W ¦ 20A (104) | Variant: 20A (104) | [5 empty] | Not stocked | 3LD41043RC40-0RC0 |  | 2170 |  | SINOPLUS 3LD4 |  |  | 1 | Part code completed with the current code in ( ) as per footnote on the price list page | 63
2365 | Siemens | Control Switch | 3LD4 control switches - ay without OFF | 3P 4W ¦ 25A (205) | Variant: 25A (205) | [5 empty] | Not stocked | 3LD42053RC40-0RC0 |  | 2455 |  | SINOPLUS 3LD4 |  |  | 1 | Part code completed with the current code in ( ) as per footnote on the price list page | 63
2366 | Siemens | Control Switch | 3LD4 control switches - ay without OFF | 3P 4W ¦ 32A (206) | Variant: 32A (206) | [5 empty] | Not stocked | 3LD42063RC40-0RC0 |  | 2725 |  | SINOPLUS 3LD4 |  |  | 1 | Part code completed with the current code in ( ) as per footnote on the price list page | 63
2367 | Siemens | Control Switch | 3LD4 control switches - ay without OFF | 3P 4W ¦ 40A (207) | Variant: 40A (207) | [5 empty] | Not stocked | 3LD42073RC40-0RC0 |  | 2965 |  | SINOPLUS 3LD4 |  |  | 1 | Part code completed with the current code in ( ) as per footnote on the price list page | 63
2368 | Siemens | Control Switch | 3LD4 control switches - ay without OFF | 3P 4W ¦ 63A (208) | Variant: 63A (208) | [5 empty] | Not stocked | 3LD42083RC40-0RC0 |  | 3960 |  | SINOPLUS 3LD4 |  |  | 1 | Part code completed with the current code in ( ) as per footnote on the price list page | 63
2369 | Siemens | Control Switch | 3LD4 control switches - ay without OFF | 3P 4W ¦ 100A (309) | Variant: 100A (309) | [5 empty] | Not stocked | 3LD43093RC40-0RC0 |  | 18260 |  | SINOPLUS 3LD4 |  |  | 1 | Part code completed with the current code in ( ) as per footnote on the price list page | 63
2370 | Siemens | Control Switch | 3LD4 control switches - ay without OFF | 1P 5W ¦ 6A (001) | Variant: 6A (001) | [5 empty] | Not stocked | 3LD40011SD40-0RC0 |  | 620 |  | SINOPLUS 3LD4 |  |  | 1 | Part code completed with the current code in ( ) as per footnote on the price list page | 63
2371 | Siemens | Control Switch | 3LD4 control switches - ay without OFF | 1P 5W ¦ 10A (102) | Variant: 10A (102) | [5 empty] | Not stocked | 3LD41021SD40-0RC0 |  | 890 |  | SINOPLUS 3LD4 |  |  | 1 | Part code completed with the current code in ( ) as per footnote on the price list page | 63
2372 | Siemens | Control Switch | 3LD4 control switches - ay without OFF | 1P 5W ¦ 16A (103) | Variant: 16A (103) | [5 empty] | Not stocked | 3LD41031SD40-0RC0 |  | 1230 |  | SINOPLUS 3LD4 |  |  | 1 | Part code completed with the current code in ( ) as per footnote on the price list page | 63
2373 | Siemens | Control Switch | 3LD4 control switches - ay without OFF | 1P 5W ¦ 20A (104) | Variant: 20A (104) | [5 empty] | Not stocked | 3LD41041SD40-0RC0 |  | 1420 |  | SINOPLUS 3LD4 |  |  | 1 | Part code completed with the current code in ( ) as per footnote on the price list page | 63
2374 | Siemens | Control Switch | 3LD4 control switches - ay without OFF | 1P 5W ¦ 25A (205) | Variant: 25A (205) | [5 empty] | Not stocked | 3LD42051SD40-0RC0 |  | 1615 |  | SINOPLUS 3LD4 |  |  | 1 | Part code completed with the current code in ( ) as per footnote on the price list page | 63
2375 | Siemens | Control Switch | 3LD4 control switches - ay without OFF | 1P 5W ¦ 32A (206) | Variant: 32A (206) | [5 empty] | Not stocked | 3LD42061SD40-0RC0 |  | 1985 |  | SINOPLUS 3LD4 |  |  | 1 | Part code completed with the current code in ( ) as per footnote on the price list page | 63
2376 | Siemens | Control Switch | 3LD4 control switches - ay without OFF | 1P 5W ¦ 40A (207) | Variant: 40A (207) | [5 empty] | Not stocked | 3LD42071SD40-0RC0 |  | 2545 |  | SINOPLUS 3LD4 |  |  | 1 | Part code completed with the current code in ( ) as per footnote on the price list page | 63
2377 | Siemens | Control Switch | 3LD4 control switches - ay without OFF | 1P 5W ¦ 63A (208) | Variant: 63A (208) | [5 empty] | Not stocked | 3LD42081SD40-0RC0 |  | 3255 |  | SINOPLUS 3LD4 |  |  | 1 | Part code completed with the current code in ( ) as per footnote on the price list page | 63
2378 | Siemens | Control Switch | 3LD4 control switches - ay without OFF | 1P 5W ¦ 100A (309) | Variant: 100A (309) | [5 empty] | Not stocked | 3LD43091SD40-0RC0 |  | 8710 |  | SINOPLUS 3LD4 |  |  | 1 | Part code completed with the current code in ( ) as per footnote on the price list page | 63
2379 | Siemens | Control Switch | 3LD4 control switches - ay without OFF | 2P 5W ¦ 6A (001) | Variant: 6A (001) | [5 empty] | Not stocked | 3LD40012SD40-0RC0 |  | 1110 |  | SINOPLUS 3LD4 |  |  | 1 | Part code completed with the current code in ( ) as per footnote on the price list page | 63
2380 | Siemens | Control Switch | 3LD4 control switches - ay without OFF | 2P 5W ¦ 10A (102) | Variant: 10A (102) | [5 empty] | Not stocked | 3LD41022SD40-0RC0 |  | 1505 |  | SINOPLUS 3LD4 |  |  | 1 | Part code completed with the current code in ( ) as per footnote on the price list page | 63
2381 | Siemens | Control Switch | 3LD4 control switches - ay without OFF | 2P 5W ¦ 16A (103) | Variant: 16A (103) | [5 empty] | Not stocked | 3LD41032SD40-0RC0 |  | 1695 |  | SINOPLUS 3LD4 |  |  | 1 | Part code completed with the current code in ( ) as per footnote on the price list page | 63
2382 | Siemens | Control Switch | 3LD4 control switches - ay without OFF | 2P 5W ¦ 20A (104) | Variant: 20A (104) | [5 empty] | Not stocked | 3LD41042SD40-0RC0 |  | 2180 |  | SINOPLUS 3LD4 |  |  | 1 | Part code completed with the current code in ( ) as per footnote on the price list page | 63
2383 | Siemens | Control Switch | 3LD4 control switches - ay without OFF | 2P 5W ¦ 25A (205) | Variant: 25A (205) | [5 empty] | Not stocked | 3LD42052SD40-0RC0 |  | 2550 |  | SINOPLUS 3LD4 |  |  | 1 | Part code completed with the current code in ( ) as per footnote on the price list page | 63
2384 | Siemens | Control Switch | 3LD4 control switches - ay without OFF | 2P 5W ¦ 32A (206) | Variant: 32A (206) | [5 empty] | Not stocked | 3LD42062SD40-0RC0 |  | 2750 |  | SINOPLUS 3LD4 |  |  | 1 | Part code completed with the current code in ( ) as per footnote on the price list page | 63
2385 | Siemens | Control Switch | 3LD4 control switches - ay without OFF | 2P 5W ¦ 40A (207) | Variant: 40A (207) | [5 empty] | Not stocked | 3LD42072SD40-0RC0 |  | 3530 |  | SINOPLUS 3LD4 |  |  | 1 | Part code completed with the current code in ( ) as per footnote on the price list page | 63
2386 | Siemens | Control Switch | 3LD4 control switches - ay without OFF | 2P 5W ¦ 63A (208) | Variant: 63A (208) | [5 empty] | Not stocked | 3LD42082SD40-0RC0 |  | 4475 |  | SINOPLUS 3LD4 |  |  | 1 | Part code completed with the current code in ( ) as per footnote on the price list page | 63
2387 | Siemens | Control Switch | 3LD4 control switches - ay without OFF | 2P 5W ¦ 100A (309) | Variant: 100A (309) | [5 empty] | Not stocked | 3LD43092SD40-0RC0 |  | 12530 |  | SINOPLUS 3LD4 |  |  | 1 | Part code completed with the current code in ( ) as per footnote on the price list page | 63
2388 | Siemens | Control Switch | 3LD4 control switches - ay without OFF | 1P 6W ¦ 6A (001) | Variant: 6A (001) | [5 empty] | Not stocked | 3LD40011TE40-0RC0 |  | 650 |  | SINOPLUS 3LD4 |  |  | 1 | Part code completed with the current code in ( ) as per footnote on the price list page | 63
2389 | Siemens | Control Switch | 3LD4 control switches - ay without OFF | 1P 6W ¦ 10A (102) | Variant: 10A (102) | [5 empty] | Not stocked | 3LD41021TE40-0RC0 |  | 800 |  | SINOPLUS 3LD4 |  |  | 1 | Part code completed with the current code in ( ) as per footnote on the price list page | 63
2390 | Siemens | Control Switch | 3LD4 control switches - ay without OFF | 1P 6W ¦ 16A (103) | Variant: 16A (103) | [5 empty] | Not stocked | 3LD41031TE40-0RC0 |  | 1550 |  | SINOPLUS 3LD4 |  |  | 1 | Part code completed with the current code in ( ) as per footnote on the price list page | 63
2391 | Siemens | Control Switch | 3LD4 control switches - ay without OFF | 1P 6W ¦ 20A (104) | Variant: 20A (104) | [5 empty] | Not stocked | 3LD41041TE40-0RC0 |  | 1655 |  | SINOPLUS 3LD4 |  |  | 1 | Part code completed with the current code in ( ) as per footnote on the price list page | 63
2392 | Siemens | Control Switch | 3LD4 control switches - ay without OFF | 1P 6W ¦ 25A (205) | Variant: 25A (205) | [5 empty] | Not stocked | 3LD42051TE40-0RC0 |  | 1810 |  | SINOPLUS 3LD4 |  |  | 1 | Part code completed with the current code in ( ) as per footnote on the price list page | 63
2393 | Siemens | Control Switch | 3LD4 control switches - ay without OFF | 1P 6W ¦ 32A (206) | Variant: 32A (206) | [5 empty] | Not stocked | 3LD42061TE40-0RC0 |  | 2055 |  | SINOPLUS 3LD4 |  |  | 1 | Part code completed with the current code in ( ) as per footnote on the price list page | 63
2394 | Siemens | Control Switch | 3LD4 control switches - ay without OFF | 1P 6W ¦ 40A (207) | Variant: 40A (207) | [5 empty] | Not stocked | 3LD42071TE40-0RC0 |  | 2405 |  | SINOPLUS 3LD4 |  |  | 1 | Part code completed with the current code in ( ) as per footnote on the price list page | 63
2395 | Siemens | Control Switch | 3LD4 control switches - ay without OFF | 1P 6W ¦ 63A (208) | Variant: 63A (208) | [5 empty] | Not stocked | 3LD42081TE40-0RC0 |  | 3045 |  | SINOPLUS 3LD4 |  |  | 1 | Part code completed with the current code in ( ) as per footnote on the price list page | 63
2396 | Siemens | Control Switch | 3LD4 control switches - ay without OFF | 1P 6W ¦ 100A (309) | Variant: 100A (309) | [5 empty] | Not stocked | 3LD43091TE40-0RC0 |  | 14495 |  | SINOPLUS 3LD4 |  |  | 1 | Part code completed with the current code in ( ) as per footnote on the price list page | 63
2397 | Siemens | Control Switch | 3LD4 control switches - ay without OFF | 2P 6W ¦ 6A (001) | Variant: 6A (001) | [5 empty] | Not stocked | 3LD40012TE40-0RC0 |  | 1255 |  | SINOPLUS 3LD4 |  |  | 1 | Part code completed with the current code in ( ) as per footnote on the price list page | 63
2398 | Siemens | Control Switch | 3LD4 control switches - ay without OFF | 2P 6W ¦ 10A (102) | Variant: 10A (102) | [5 empty] | Not stocked | 3LD41022TE40-0RC0 |  | 1525 |  | SINOPLUS 3LD4 |  |  | 1 | Part code completed with the current code in ( ) as per footnote on the price list page | 63
2399 | Siemens | Control Switch | 3LD4 control switches - ay without OFF | 2P 6W ¦ 16A (103) | Variant: 16A (103) | [5 empty] | Not stocked | 3LD41032TE40-0RC0 |  | 2085 |  | SINOPLUS 3LD4 |  |  | 1 | Part code completed with the current code in ( ) as per footnote on the price list page | 63
2400 | Siemens | Control Switch | 3LD4 control switches - ay without OFF | 2P 6W ¦ 20A (104) | Variant: 20A (104) | [5 empty] | Not stocked | 3LD41042TE40-0RC0 |  | 2615 |  | SINOPLUS 3LD4 |  |  | 1 | Part code completed with the current code in ( ) as per footnote on the price list page | 63
2401 | Siemens | Control Switch | 3LD4 control switches - ay without OFF | 2P 6W ¦ 25A (205) | Variant: 25A (205) | [5 empty] | Not stocked | 3LD42052TE40-0RC0 |  | 3200 |  | SINOPLUS 3LD4 |  |  | 1 | Part code completed with the current code in ( ) as per footnote on the price list page | 63
2402 | Siemens | Control Switch | 3LD4 control switches - ay without OFF | 2P 6W ¦ 32A (206) | Variant: 32A (206) | [5 empty] | Not stocked | 3LD42062TE40-0RC0 |  | 3290 |  | SINOPLUS 3LD4 |  |  | 1 | Part code completed with the current code in ( ) as per footnote on the price list page | 63
2403 | Siemens | Control Switch | 3LD4 control switches - ay without OFF | 2P 6W ¦ 40A (207) | Variant: 40A (207) | [5 empty] | Not stocked | 3LD42072TE40-0RC0 |  | 3345 |  | SINOPLUS 3LD4 |  |  | 1 | Part code completed with the current code in ( ) as per footnote on the price list page | 63
2404 | Siemens | Control Switch | 3LD4 control switches - ay without OFF | 2P 6W ¦ 63A (208) | Variant: 63A (208) | [5 empty] | Not stocked | 3LD42082TE40-0RC0 |  | 4270 |  | SINOPLUS 3LD4 |  |  | 1 | Part code completed with the current code in ( ) as per footnote on the price list page | 63
2405 | Siemens | Control Switch | 3LD4 control switches - ay without OFF | 2P 6W ¦ 100A (309) | Variant: 100A (309) | [5 empty] | Not stocked | 3LD43092TE40-0RC0 |  | 28915 |  | SINOPLUS 3LD4 |  |  | 1 | Part code completed with the current code in ( ) as per footnote on the price list page | 63
2406 | Siemens | Control Switch | 3LD4 control switches - ay without OFF | 1P 7W ¦ 6A (001) | Variant: 6A (001) | [5 empty] | Not stocked | 3LD40011UF40-0RC0 |  | 800 |  | SINOPLUS 3LD4 |  |  | 1 | Part code completed with the current code in ( ) as per footnote on the price list page | 63
2407 | Siemens | Control Switch | 3LD4 control switches - ay without OFF | 1P 7W ¦ 10A (102) | Variant: 10A (102) | [5 empty] | Not stocked | 3LD41021UF40-0RC0 |  | 1020 |  | SINOPLUS 3LD4 |  |  | 1 | Part code completed with the current code in ( ) as per footnote on the price list page | 63
2408 | Siemens | Control Switch | 3LD4 control switches - ay without OFF | 1P 7W ¦ 16A (103) | Variant: 16A (103) | [5 empty] | Not stocked | 3LD41031UF40-0RC0 |  | 1175 |  | SINOPLUS 3LD4 |  |  | 1 | Part code completed with the current code in ( ) as per footnote on the price list page | 63
2409 | Siemens | Control Switch | 3LD4 control switches - ay without OFF | 1P 7W ¦ 20A (104) | Variant: 20A (104) | [5 empty] | Not stocked | 3LD41041UF40-0RC0 |  | 1625 |  | SINOPLUS 3LD4 |  |  | 1 | Part code completed with the current code in ( ) as per footnote on the price list page | 63
2410 | Siemens | Control Switch | 3LD4 control switches - ay without OFF | 1P 7W ¦ 25A (205) | Variant: 25A (205) | [5 empty] | Not stocked | 3LD42051UF40-0RC0 |  | 2145 |  | SINOPLUS 3LD4 |  |  | 1 | Part code completed with the current code in ( ) as per footnote on the price list page | 63
2411 | Siemens | Control Switch | 3LD4 control switches - ay without OFF | 1P 7W ¦ 32A (206) | Variant: 32A (206) | [5 empty] | Not stocked | 3LD42061UF40-0RC0 |  | 2150 |  | SINOPLUS 3LD4 |  |  | 1 | Part code completed with the current code in ( ) as per footnote on the price list page | 63
2412 | Siemens | Control Switch | 3LD4 control switches - ay without OFF | 1P 7W ¦ 40A (207) | Variant: 40A (207) | [5 empty] | Not stocked | 3LD42071UF40-0RC0 |  | 2570 |  | SINOPLUS 3LD4 |  |  | 1 | Part code completed with the current code in ( ) as per footnote on the price list page | 63
2413 | Siemens | Control Switch | 3LD4 control switches - ay without OFF | 1P 7W ¦ 63A (208) | Variant: 63A (208) | [5 empty] | Not stocked | 3LD42081UF40-0RC0 |  | 3825 |  | SINOPLUS 3LD4 |  |  | 1 | Part code completed with the current code in ( ) as per footnote on the price list page | 63
2414 | Siemens | Control Switch | 3LD4 control switches - p Switch ay without OFF | 1P 8W ¦ 6A (001) | Variant: 6A (001) | [5 empty] | Not stocked | 3LD40011VG40-0RC0 |  | 805 |  | SINOPLUS 3LD4 |  |  | 1 | Part code completed with the current code in ( ) as per footnote on the price list page | 64
2415 | Siemens | Control Switch | 3LD4 control switches - p Switch ay without OFF | 1P 8W ¦ 10A (102) | Variant: 10A (102) | [5 empty] | Not stocked | 3LD41021VG40-0RC0 |  | 1590 |  | SINOPLUS 3LD4 |  |  | 1 | Part code completed with the current code in ( ) as per footnote on the price list page | 64
2416 | Siemens | Control Switch | 3LD4 control switches - p Switch ay without OFF | 1P 8W ¦ 16A (103) | Variant: 16A (103) | [5 empty] | Not stocked | 3LD41031VG40-0RC0 |  | 1755 |  | SINOPLUS 3LD4 |  |  | 1 | Part code completed with the current code in ( ) as per footnote on the price list page | 64
2417 | Siemens | Control Switch | 3LD4 control switches - p Switch ay without OFF | 1P 8W ¦ 20A (104) | Variant: 20A (104) | [5 empty] | Not stocked | 3LD41041VG40-0RC0 |  | 1875 |  | SINOPLUS 3LD4 |  |  | 1 | Part code completed with the current code in ( ) as per footnote on the price list page | 64
2418 | Siemens | Control Switch | 3LD4 control switches - ay without OFF | 1P 9W ¦ 6A (001) | Variant: 6A (001) | [5 empty] | Not stocked | 3LD40011WH40-0RC0 |  | 945 |  | SINOPLUS 3LD4 |  |  | 1 | Part code completed with the current code in ( ) as per footnote on the price list page | 64
2419 | Siemens | Control Switch | 3LD4 control switches - ay without OFF | 1P 9W ¦ 10A (102) | Variant: 10A (102) | [5 empty] | Not stocked | 3LD41021WH40-0RC0 |  | 1650 |  | SINOPLUS 3LD4 |  |  | 1 | Part code completed with the current code in ( ) as per footnote on the price list page | 64
2420 | Siemens | Control Switch | 3LD4 control switches - ay without OFF | 1P 9W ¦ 16A (103) | Variant: 16A (103) | [5 empty] | Not stocked | 3LD41031WH40-0RC0 |  | 2785 |  | SINOPLUS 3LD4 |  |  | 1 | Part code completed with the current code in ( ) as per footnote on the price list page | 64
2421 | Siemens | Control Switch | 3LD4 control switches - ay without OFF | 1P 9W ¦ 20A (104) | Variant: 20A (104) | [5 empty] | Not stocked | 3LD41041WH40-0RC0 |  | 3465 |  | SINOPLUS 3LD4 |  |  | 1 | Part code completed with the current code in ( ) as per footnote on the price list page | 64
2422 | Siemens | Control Switch | 3LD4 control switches - ay without OFF | 1P 10W ¦ 6A (001) | Variant: 6A (001) | [5 empty] | Not stocked | 3LD40011XJ40-0RC0 |  | 1020 |  | SINOPLUS 3LD4 |  |  | 1 | Part code completed with the current code in ( ) as per footnote on the price list page | 64
2423 | Siemens | Control Switch | 3LD4 control switches - ay without OFF | 1P 10W ¦ 10A (102) | Variant: 10A (102) | [5 empty] | Not stocked | 3LD41021XJ40-0RC0 |  | 1680 |  | SINOPLUS 3LD4 |  |  | 1 | Part code completed with the current code in ( ) as per footnote on the price list page | 64
2424 | Siemens | Control Switch | 3LD4 control switches - ay without OFF | 1P 10W ¦ 16A (103) | Variant: 16A (103) | [5 empty] | Not stocked | 3LD41031XJ40-0RC0 |  | 3090 |  | SINOPLUS 3LD4 |  |  | 1 | Part code completed with the current code in ( ) as per footnote on the price list page | 64
2425 | Siemens | Control Switch | 3LD4 control switches - ay without OFF | 1P 10W ¦ 20A (104) | Variant: 20A (104) | [5 empty] | Not stocked | 3LD41041XJ40-0RC0 |  | 4165 |  | SINOPLUS 3LD4 |  |  | 1 | Part code completed with the current code in ( ) as per footnote on the price list page | 64
2426 | Siemens | Control Switch | 3LD4 control switches - ay without OFF | 1P 11W ¦ 6A (001) | Variant: 6A (001) | [5 empty] | Not stocked | 3LD40011YK40-0RC0 |  | 1055 |  | SINOPLUS 3LD4 |  |  | 1 | Part code completed with the current code in ( ) as per footnote on the price list page | 64
2427 | Siemens | Control Switch | 3LD4 control switches - ay without OFF | 1P 11W ¦ 10A (102) | Variant: 10A (102) | [5 empty] | Not stocked | 3LD41021YK40-0RC0 |  | 1715 |  | SINOPLUS 3LD4 |  |  | 1 | Part code completed with the current code in ( ) as per footnote on the price list page | 64
2428 | Siemens | Control Switch | 3LD4 control switches - ay without OFF | 1P 11W ¦ 16A (103) | Variant: 16A (103) | [5 empty] | Not stocked | 3LD41031YK40-0RC0 |  | 3330 |  | SINOPLUS 3LD4 |  |  | 1 | Part code completed with the current code in ( ) as per footnote on the price list page | 64
2429 | Siemens | Control Switch | 3LD4 control switches - ay without OFF | 1P 11W ¦ 20A (104) | Variant: 20A (104) | [5 empty] | Not stocked | 3LD41041YK40-0RC0 |  | 4395 |  | SINOPLUS 3LD4 |  |  | 1 | Part code completed with the current code in ( ) as per footnote on the price list page | 64
2430 | Siemens | Control Switch | 3LD4 control switches - ay without OFF | 1P 12W ¦ 6A (001) | Variant: 6A (001) | [5 empty] | Not stocked | 3LD40011ZL40-0RC0 |  | 1155 |  | SINOPLUS 3LD4 |  |  | 1 | Part code completed with the current code in ( ) as per footnote on the price list page | 64
2431 | Siemens | Control Switch | 3LD4 control switches - ay without OFF | 1P 12W ¦ 10A (102) | Variant: 10A (102) | [5 empty] | Not stocked | 3LD41021ZL40-0RC0 |  | 1755 |  | SINOPLUS 3LD4 |  |  | 1 | Part code completed with the current code in ( ) as per footnote on the price list page | 64
2432 | Siemens | Control Switch | 3LD4 control switches - ay without OFF | 1P 12W ¦ 16A (103) | Variant: 16A (103) | [5 empty] | Not stocked | 3LD41031ZL40-0RC0 |  | 3465 |  | SINOPLUS 3LD4 |  |  | 1 | Part code completed with the current code in ( ) as per footnote on the price list page | 64
2433 | Siemens | Control Switch | 3LD4 control switches - ay without OFF | 1P 12W ¦ 20A (104) | Variant: 20A (104) | [5 empty] | Not stocked | 3LD41041ZL40-0RC0 |  | 4445 |  | SINOPLUS 3LD4 |  |  | 1 | Part code completed with the current code in ( ) as per footnote on the price list page | 64
2434 | Siemens | Monitoring System | Energy management system | PAC 3120 with integrated RS 485 port for MODBUS RTU Class 0.5 accuracy, screw terminals AC/DC wide voltage power supply 100 … 250 V ±10% 50/60Hz | [6 empty] | Not stocked | 7KM3120-0BA01-1DA0 |  | Upon request |  | SENTRON powermanager / 7KN Powercenter |  |  | 1 |  | 66
2435 | Siemens | Monitoring System | Energy management system | PAC 3220 with integrated dual ethernet port for MODBUS TCP Class 0.5 accuracy, screw terminals With AC/DC wide voltage power supply 100 … 250 V ±10% 50/60Hz | [6 empty] | Not stocked | 7KM3220-0BA01-1DA0 |  | Upon request |  | SENTRON powermanager / 7KN Powercenter |  |  | 1 |  | 66
2436 | Siemens | Monitoring System | Energy management system | PAC 4220 with integrated ethernet port for MODBUS TCP Class 0.2s accuracy, screw terminals With AC/DC wide voltage power supply 95…240V AC ±10%, 50/60Hz, 110…340V DC ±10% | [6 empty] | Not stocked | 7KM4220-0BA01-1EA0 |  | Upon request |  | SENTRON powermanager / 7KN Powercenter |  |  | 1 |  | 66
2437 | Siemens | Monitoring System Accessories | Energy management system - Expansion Modules (for PAC3220 and PAC4220) | PROFIBUS DP expansion module | [5 empty] | PROFIBUS DP expansion module | Not stocked | 7KM9300-0AB01-0AA0 |  | Upon request |  | SENTRON powermanager / 7KN Powercenter |  |  | 1 |  | 66
2438 | Siemens | Monitoring System Accessories | Energy management system - Expansion Modules (for PAC3220 and PAC4220) | RS485 expansion module for MODBUS RTU | [5 empty] | RS485 expansion module for MODBUS RTU | Not stocked | 7KM9300-0AM00-0AA0 |  | Upon request |  | SENTRON powermanager / 7KN Powercenter |  |  | 1 |  | 66
2439 | Siemens | Monitoring System Accessories | Energy management system - Expansion Modules (for PAC3220 and PAC4220) | Switched Ethernet PROFINET V3 expansion module | [5 empty] | Switched Ethernet PROFINET V3 expansion module | Not stocked | 7KM9300-0AE02-0AA0 |  | Upon request |  | SENTRON powermanager / 7KN Powercenter |  |  | 1 |  | 66
2440 | Siemens | Monitoring System Accessories | Energy management system - Expansion Modules (for PAC3220 and PAC4220) | Digital Expansion Module 4DI/2DO | [5 empty] | Digital Expansion Module 4DI/2DO | Not stocked | 7KM9200-0AB00-0AA0 |  | Upon request |  | SENTRON powermanager / 7KN Powercenter |  |  | 1 |  | 66
2441 | Siemens | Monitoring System Accessories | Energy management system - Expansion Modules (for PAC3220 and PAC4220) | Analog Expansion Module | [5 empty] | Analog Expansion Module | Not stocked | 7KM9200-0AD00-0AA0 |  | Upon request |  | SENTRON powermanager / 7KN Powercenter |  |  | 1 |  | 66
2442 | Siemens | Meter | DIN rail mounted meters - DIN Rail Mounted Meters for energy in Infra and Building Applications | PAC 2200 DIN rail meter with integrated RS 485 port for MODBUS RTU 65A direct connection Class 1 accuracy | [6 empty] | Not stocked | 7KM2200-2EA40-1DA1 |  | Upon request |  | SENTRON 7KM PAC |  |  | 1 |  | 70
2443 | Siemens | Meter | DIN rail mounted meters - DIN Rail Mounted Meters for energy in Infra and Building Applications | PAC 2200 DIN rail meter with integrated ethernet port for MODBUS TCP 65A direct connection Class 1 accuracy | [6 empty] | Not stocked | 7KM2200-2EA40-1EA1 |  | Upon request |  | SENTRON 7KM PAC |  |  | 1 |  | 70
2444 | Siemens | Meter | DIN rail mounted meters - DIN Rail Mounted Meters for energy in Infra and Building Applications | PAC3200T DIN rail meter with integrated ethernet port for MODBUS TCP High accuracy of class 0.5 Without display | [6 empty] | Not stocked | 7KM3200-0CA01-1AA0 |  | Upon request |  | SENTRON 7KM PAC |  |  | 1 |  | 70
2445 | Siemens | Meter | SMART 7KT meters - SMART 7KT Discrete Panel Meter | VAF meter | [6 empty] | Not stocked | 7KT0120 |  | 5950 |  | SMART 7KT |  |  | 1 |  | 73
2446 | Siemens | Meter | SMART 7KT meters - SMART 7KT Discrete Panel Meter | VA meter | [6 empty] | Not stocked | 7KT0110 |  | 5465 |  | SMART 7KT |  |  | 1 |  | 73
2447 | Siemens | Meter | SMART 7KT meters - SMART 7KT Discrete Panel Meter | 3 phase energy meter | [6 empty] | Not stocked | 7KT0210 |  | 11860 |  | SMART 7KT |  |  | 1 |  | 73
2448 | Siemens | Meter | SMART 7KT meters - Multi Function Meter | LCD Class 0.5s | [6 empty] | Not stocked | 7KT0311 |  | 29250 |  | SMART 7KT |  |  | 1 |  | 73
2449 | Siemens | Meter | SMART 7KT meters - Multi Function Meter | LCD Class 1 | [6 empty] | Not stocked | 7KT0310 |  | 24440 |  | SMART 7KT |  |  | 1 |  | 73
2450 | Siemens | Meter | SMART 7KT meters - Basic Multi Function Meter | Multi-line LED Class 1 | [6 empty] | Not stocked | 7KT0308 |  | 18190 |  | SMART 7KT |  |  | 1 |  | 73
2451 | Siemens | Meter | SMART 7KT meters - Basic Multi Function Meter | Single-line LED Class 1 | [6 empty] | Not stocked | 7KT0307 |  | 12125 |  | SMART 7KT |  |  | 1 |  | 73
2452 | Siemens | Meter | SMART 7KT meters - digitalization ready | Single Phase Class 1 Energy Meter | [6 empty] | Not stocked | 7KT0010 |  | 7910 |  | SMART 7KT |  |  | 1 |  | 74
2453 | Siemens | Meter | SMART 7KT meters - alarm, etc. | Multichannel; Class 1; Main volt:10-60V DC; Aux volt: 60 - 300V AC/DC | [6 empty] | Not stocked | 7KT0810 |  | 33005 |  | SMART 7KT |  |  | 1 |  | 74
2454 | Siemens | Meter | SMART 7KT meters - alarm, etc. | Multichannel; Class 1; Main volt:10-60V DC; Aux volt: 12 - 70V DC | [6 empty] | Not stocked | 7KT0811 |  | 33005 |  | SMART 7KT |  |  | 1 |  | 74
2455 | Siemens | Meter | SMART 7KT meters - alarm, etc. | Multichannel; Class 1; Main volt:61 - 200V DC; Aux volt: 60 - 300V AC/DC | [6 empty] | Not stocked | 7KT0820 |  | 33005 |  | SMART 7KT |  |  | 1 |  | 74
2456 | Siemens | Meter | SMART 7KT meters - alarm, etc. | Multichannel; Class 1; Main volt:61 - 200V DC; Aux volt:12 - 70V DC | [6 empty] | Not stocked | 7KT0821 |  | 33005 |  | SMART 7KT |  |  | 1 |  | 74
2457 | Siemens | Meter | SMART 7KT meters - alarm, etc. | Multichannel; Class 1; Main volt:201 - 1000V DC; Aux volt: 60 - 300V AC/DC | [6 empty] | Not stocked | 7KT0830 |  | 33005 |  | SMART 7KT |  |  | 1 |  | 74
2458 | Siemens | Meter | SMART 7KT meters - alarm, etc. | Multichannel; Class 1; Main volt:201 - 1000V DC; Aux volt: 12 - 70V DC | [6 empty] | Not stocked | 7KT0831 |  | 33005 |  | SMART 7KT |  |  | 1 |  | 74
2459 | Siemens | Meter Accessories | SMART 7KT meters - (external shunt for DC meter) | External Shunt for DC meter/ 50A/75mV | [5 empty] | External Shunt for DC meter/ 50A/75mV | Not stocked | 7KT0911 |  | 1330 |  | SMART 7KT |  |  | 1 |  | 74
2460 | Siemens | Meter Accessories | SMART 7KT meters - (external shunt for DC meter) | External Shunt for DC meter/ 100A/60mV | [5 empty] | External Shunt for DC meter/ 100A/60mV | Not stocked | 7KT0922 |  | 1660 |  | SMART 7KT |  |  | 1 |  | 74
2461 | Siemens | Meter Accessories | SMART 7KT meters - (external shunt for DC meter) | External Shunt for DC meter/ 100A/75mV | [5 empty] | External Shunt for DC meter/ 100A/75mV | Not stocked | 7KT0923 |  | 1660 |  | SMART 7KT |  |  | 1 |  | 74
2462 | Siemens | Meter Accessories | SMART 7KT meters - (external shunt for DC meter) | External Shunt for DC meter/ 150A/75mV | [5 empty] | External Shunt for DC meter/ 150A/75mV | Not stocked | 7KT0924 |  | 2065 |  | SMART 7KT |  |  | 1 |  | 74
2463 | Siemens | Meter Accessories | SMART 7KT meters - (external shunt for DC meter) | External Shunt for DC meter/ 200A/60mV | [5 empty] | External Shunt for DC meter/ 200A/60mV | Not stocked | 7KT0925 |  | 3670 |  | SMART 7KT |  |  | 1 |  | 74
2464 | Siemens | Power Capacitor | SIECAP LV power capacitors - SIECAP™ LV Power Capacitors | 440 5 | Rated voltage V: 440 | kvar 50 Hz: 5 |  |  |  |  | Not stocked | 4RB2050-3EE52-8K |  | 4925 |  | SIECAP 4RB |  |  | 1 |  | 76
2465 | Siemens | Power Capacitor | SIECAP LV power capacitors - SIECAP™ LV Power Capacitors | 440 6 | Rated voltage V: 440 | kvar 50 Hz: 6 |  |  |  |  | Not stocked | 4RB2060-3EE52-8K |  | 5260 |  | SIECAP 4RB |  |  | 1 |  | 76
2466 | Siemens | Power Capacitor | SIECAP LV power capacitors - SIECAP™ LV Power Capacitors | 440 7 | Rated voltage V: 440 | kvar 50 Hz: 7 |  |  |  |  | Not stocked | 4RB2070-3EE52-8K |  | 6140 |  | SIECAP 4RB |  |  | 1 |  | 76
2467 | Siemens | Power Capacitor | SIECAP LV power capacitors - SIECAP™ LV Power Capacitors | 440 7.5 | Rated voltage V: 440 | kvar 50 Hz: 7.5 |  |  |  |  | Not stocked | 4RB2075-3EE52-8K |  | 7090 |  | SIECAP 4RB |  |  | 1 |  | 76
2468 | Siemens | Power Capacitor | SIECAP LV power capacitors - SIECAP™ LV Power Capacitors | 440 8.3 | Rated voltage V: 440 | kvar 50 Hz: 8.3 |  |  |  |  | Not stocked | 4RB2083-3EE52-8K |  | 7040 |  | SIECAP 4RB |  |  | 1 |  | 76
2469 | Siemens | Power Capacitor | SIECAP LV power capacitors - SIECAP™ LV Power Capacitors | 440 10 | Rated voltage V: 440 | kvar 50 Hz: 10 |  |  |  |  | Not stocked | 4RB2100-3EE52-8K |  | 8070 |  | SIECAP 4RB |  |  | 1 |  | 76
2470 | Siemens | Power Capacitor | SIECAP LV power capacitors - SIECAP™ LV Power Capacitors | 440 12.5 | Rated voltage V: 440 | kvar 50 Hz: 12.5 |  |  |  |  | Not stocked | 4RB2125-3EE52-8K |  | 9475 |  | SIECAP 4RB |  |  | 1 |  | 76
2471 | Siemens | Power Capacitor | SIECAP LV power capacitors - SIECAP™ LV Power Capacitors | 440 15 | Rated voltage V: 440 | kvar 50 Hz: 15 |  |  |  |  | Not stocked | 4RB2150-3EE52-8K |  | 11365 |  | SIECAP 4RB |  |  | 1 |  | 76
2472 | Siemens | Power Capacitor | SIECAP LV power capacitors - SIECAP™ LV Power Capacitors | 440 20 | Rated voltage V: 440 | kvar 50 Hz: 20 |  |  |  |  | Not stocked | 4RB2200-3EE52-8K |  | 15095 |  | SIECAP 4RB |  |  | 1 |  | 76
2473 | Siemens | Power Capacitor | SIECAP LV power capacitors - SIECAP™ LV Power Capacitors | 440 20.8 | Rated voltage V: 440 | kvar 50 Hz: 20.8 |  |  |  |  | Not stocked | 4RB2208-3EE52-8K |  | 15740 |  | SIECAP 4RB |  |  | 1 |  | 76
2474 | Siemens | Power Capacitor | SIECAP LV power capacitors - SIECAP™ LV Power Capacitors | 440 25 | Rated voltage V: 440 | kvar 50 Hz: 25 |  |  |  |  | Not stocked | 4RB2250-3EE52-8K |  | 18905 |  | SIECAP 4RB |  |  | 1 |  | 76
2475 | Siemens | Power Capacitor | SIECAP LV power capacitors - SIECAP™ LV Power Capacitors | 440 28 | Rated voltage V: 440 | kvar 50 Hz: 28 |  |  |  |  | Not stocked | 4RB2280-3EE52-8K |  | 21170 |  | SIECAP 4RB |  |  | 1 |  | 76
2476 | Siemens | Power Capacitor | SIECAP LV power capacitors - SIECAP™ LV Power Capacitors | 440 30 | Rated voltage V: 440 | kvar 50 Hz: 30 |  |  |  |  | Not stocked | 4RB2300-3EE52-8K |  | 22700 |  | SIECAP 4RB |  |  | 1 |  | 76
2477 | Siemens | Power Capacitor | SIECAP LV power capacitors - SIECAP™ LV Power Capacitors | 480 5 | Rated voltage V: 480 | kvar 50 Hz: 5 |  |  |  |  | Not stocked | 4RB2050-3EJ52-8K |  | 4535 |  | SIECAP 4RB |  |  | 1 |  | 76
2478 | Siemens | Power Capacitor | SIECAP LV power capacitors - SIECAP™ LV Power Capacitors | 480 5.5 | Rated voltage V: 480 | kvar 50 Hz: 5.5 |  |  |  |  | Not stocked | 4RB2055-3EJ52-8K |  | 5020 |  | SIECAP 4RB |  |  | 1 |  | 76
2479 | Siemens | Power Capacitor | SIECAP LV power capacitors - SIECAP™ LV Power Capacitors | 480 10.4 | Rated voltage V: 480 | kvar 50 Hz: 10.4 |  |  |  |  | Not stocked | 4RB2104-3EJ52-8K |  | 8945 |  | SIECAP 4RB |  |  | 1 |  | 76
2480 | Siemens | Power Capacitor | SIECAP LV power capacitors - SIECAP™ LV Power Capacitors | 480 11.1 | Rated voltage V: 480 | kvar 50 Hz: 11.1 |  |  |  |  | Not stocked | 4RB2111-3EJ52-8K |  | 9720 |  | SIECAP 4RB |  |  | 1 |  | 76
2481 | Siemens | Power Capacitor | SIECAP LV power capacitors - SIECAP™ LV Power Capacitors | 480 12.5 | Rated voltage V: 480 | kvar 50 Hz: 12.5 |  |  |  |  | Not stocked | 4RB2125-3EJ52-8K |  | 9960 |  | SIECAP 4RB |  |  | 1 |  | 76
2482 | Siemens | Power Capacitor | SIECAP LV power capacitors - SIECAP™ LV Power Capacitors | 480 20.8 | Rated voltage V: 480 | kvar 50 Hz: 20.8 |  |  |  |  | Not stocked | 4RB2208-3EJ52-8K |  | 16560 |  | SIECAP 4RB |  |  | 1 |  | 76
2483 | Siemens | Power Capacitor | SIECAP LV power capacitors - SIECAP™ LV Power Capacitors | 480 25 | Rated voltage V: 480 | kvar 50 Hz: 25 |  |  |  |  | Not stocked | 4RB2250-3EJ52-8K |  | 19895 |  | SIECAP 4RB |  |  | 1 |  | 76
2484 | Siemens | Power Capacitor | SIECAP LV power capacitors - SIECAP™ LV Power Capacitors | 480 27.7 | Rated voltage V: 480 | kvar 50 Hz: 27.7 |  |  |  |  | Not stocked | 4RB2277-3EJ52-8K |  | 22055 |  | SIECAP 4RB |  |  | 1 |  | 76
2485 | Siemens | Power Capacitor | SIECAP LV power capacitors - SIECAP™ LV Power Capacitors | 480 30 | Rated voltage V: 480 | kvar 50 Hz: 30 |  |  |  |  | Not stocked | 4RB2300-3EJ52-8K |  | 23900 |  | SIECAP 4RB |  |  | 1 |  | 76
2486 | Siemens | Power Capacitor | SIECAP LV power capacitors - SIECAP™ LV Power Capacitors | 415 5 | Rated voltage V: 415 | kvar 50 Hz: 5 |  |  |  |  | Not stocked | 4RB2050-3EB53-8K |  | 5785 |  | SIECAP 4RB |  |  | 1 |  | 77
2487 | Siemens | Power Capacitor | SIECAP LV power capacitors - SIECAP™ LV Power Capacitors | 415 7.5 | Rated voltage V: 415 | kvar 50 Hz: 7.5 |  |  |  |  | Not stocked | 4RB2075-3EB53-8K |  | 9020 |  | SIECAP 4RB |  |  | 1 |  | 77
2488 | Siemens | Power Capacitor | SIECAP LV power capacitors - SIECAP™ LV Power Capacitors | 415 10.4 | Rated voltage V: 415 | kvar 50 Hz: 10.4 |  |  |  |  | Not stocked | 4RB2104-3EB53-8K |  | 10660 |  | SIECAP 4RB |  |  | 1 |  | 77
2489 | Siemens | Power Capacitor | SIECAP LV power capacitors - SIECAP™ LV Power Capacitors | 415 12.5 | Rated voltage V: 415 | kvar 50 Hz: 12.5 |  |  |  |  | Not stocked | 4RB2125-3EB53-8K |  | 11555 |  | SIECAP 4RB |  |  | 1 |  | 77
2490 | Siemens | Power Capacitor | SIECAP LV power capacitors - SIECAP™ LV Power Capacitors | 415 15 | Rated voltage V: 415 | kvar 50 Hz: 15 |  |  |  |  | Not stocked | 4RB2150-3EB53-8K |  | 13880 |  | SIECAP 4RB |  |  | 1 |  | 77
2491 | Siemens | Power Capacitor | SIECAP LV power capacitors - SIECAP™ LV Power Capacitors | 415 20 | Rated voltage V: 415 | kvar 50 Hz: 20 |  |  |  |  | Not stocked | 4RB2200-3EB53-8K |  | 18500 |  | SIECAP 4RB |  |  | 1 |  | 77
2492 | Siemens | Power Capacitor | SIECAP LV power capacitors - SIECAP™ LV Power Capacitors | 415 25 | Rated voltage V: 415 | kvar 50 Hz: 25 |  |  |  |  | Not stocked | 4RB2250-3EB53-8K |  | 23125 |  | SIECAP 4RB |  |  | 1 |  | 77
2493 | Siemens | Power Capacitor | SIECAP LV power capacitors - SIECAP™ LV Power Capacitors | 440 5 | Rated voltage V: 440 | kvar 50 Hz: 5 |  |  |  |  | Not stocked | 4RB2050-3EE53-8K |  | 5950 |  | SIECAP 4RB |  |  | 1 |  | 77
2494 | Siemens | Power Capacitor | SIECAP LV power capacitors - SIECAP™ LV Power Capacitors | 440 7.5 | Rated voltage V: 440 | kvar 50 Hz: 7.5 |  |  |  |  | Not stocked | 4RB2075-3EE53-8K |  | 8975 |  | SIECAP 4RB |  |  | 1 |  | 77
2495 | Siemens | Power Capacitor | SIECAP LV power capacitors - SIECAP™ LV Power Capacitors | 440 10 | Rated voltage V: 440 | kvar 50 Hz: 10 |  |  |  |  | Not stocked | 4RB2100-3EE53-8K |  | 10235 |  | SIECAP 4RB |  |  | 1 |  | 77
2496 | Siemens | Power Capacitor | SIECAP LV power capacitors - SIECAP™ LV Power Capacitors | 440 12.5 | Rated voltage V: 440 | kvar 50 Hz: 12.5 |  |  |  |  | Not stocked | 4RB2125-3EE53-8K |  | 11555 |  | SIECAP 4RB |  |  | 1 |  | 77
2497 | Siemens | Power Capacitor | SIECAP LV power capacitors - SIECAP™ LV Power Capacitors | 440 15 | Rated voltage V: 440 | kvar 50 Hz: 15 |  |  |  |  | Not stocked | 4RB2150-3EE53-8K |  | 13880 |  | SIECAP 4RB |  |  | 1 |  | 77
2498 | Siemens | Power Capacitor | SIECAP LV power capacitors - SIECAP™ LV Power Capacitors | 440 20 | Rated voltage V: 440 | kvar 50 Hz: 20 |  |  |  |  | Not stocked | 4RB2200-3EE53-8K |  | 18500 |  | SIECAP 4RB |  |  | 1 |  | 77
2499 | Siemens | Power Capacitor | SIECAP LV power capacitors - SIECAP™ LV Power Capacitors | 440 25 | Rated voltage V: 440 | kvar 50 Hz: 25 |  |  |  |  | Not stocked | 4RB2250-3EE53-8K |  | 23125 |  | SIECAP 4RB |  |  | 1 |  | 77
2500 | Siemens | Power Capacitor | SIECAP LV power capacitors - SIECAP™ LV Power Capacitors | 440 30 | Rated voltage V: 440 | kvar 50 Hz: 30 |  |  |  |  | Not stocked | 4RB2300-3EE53-8K |  | 27730 |  | SIECAP 4RB |  |  | 1 |  | 77
2501 | Siemens | Power Capacitor | SIECAP LV power capacitors - SIECAP™ LV Power Capacitors | 480 5 | Rated voltage V: 480 | kvar 50 Hz: 5 |  |  |  |  | Not stocked | 4RB2050-3EJ53-8K |  | 5950 |  | SIECAP 4RB |  |  | 1 |  | 77
2502 | Siemens | Power Capacitor | SIECAP LV power capacitors - SIECAP™ LV Power Capacitors | 480 6.3 | Rated voltage V: 480 | kvar 50 Hz: 6.3 |  |  |  |  | Not stocked | 4RB2063-3EJ53-8K |  | 6715 |  | SIECAP 4RB |  |  | 1 |  | 77
2503 | Siemens | Power Capacitor | SIECAP LV power capacitors - SIECAP™ LV Power Capacitors | 480 10.4 | Rated voltage V: 480 | kvar 50 Hz: 10.4 |  |  |  |  | Not stocked | 4RB2104-3EJ53-8K |  | 9965 |  | SIECAP 4RB |  |  | 1 |  | 77
2504 | Siemens | Power Capacitor | SIECAP LV power capacitors - SIECAP™ LV Power Capacitors | 480 11 | Rated voltage V: 480 | kvar 50 Hz: 11 |  |  |  |  | Not stocked | 4RB2110-3EJ53-8K |  | 10550 |  | SIECAP 4RB |  |  | 1 |  | 77
2505 | Siemens | Power Capacitor | SIECAP LV power capacitors - SIECAP™ LV Power Capacitors | 480 12.5 | Rated voltage V: 480 | kvar 50 Hz: 12.5 |  |  |  |  | Not stocked | 4RB2125-3EJ53-8K |  | 11980 |  | SIECAP 4RB |  |  | 1 |  | 77
2506 | Siemens | Power Capacitor | SIECAP LV power capacitors - SIECAP™ LV Power Capacitors | 480 13.8 | Rated voltage V: 480 | kvar 50 Hz: 13.8 |  |  |  |  | Not stocked | 4RB2138-3EJ53-8K |  | 13225 |  | SIECAP 4RB |  |  | 1 |  | 77
2507 | Siemens | Power Capacitor | SIECAP LV power capacitors - SIECAP™ LV Power Capacitors | 480 15 | Rated voltage V: 480 | kvar 50 Hz: 15 |  |  |  |  | Not stocked | 4RB2150-3EJ53-8K |  | 14370 |  | SIECAP 4RB |  |  | 1 |  | 77
2508 | Siemens | Power Capacitor | SIECAP LV power capacitors - SIECAP™ LV Power Capacitors | 480 16.7 | Rated voltage V: 480 | kvar 50 Hz: 16.7 |  |  |  |  | Not stocked | 4RB2167-3EJ53-8K |  | 15990 |  | SIECAP 4RB |  |  | 1 |  | 77
2509 | Siemens | Power Capacitor | SIECAP LV power capacitors - SIECAP™ LV Power Capacitors | 480 18.7 | Rated voltage V: 480 | kvar 50 Hz: 18.7 |  |  |  |  | Not stocked | 4RB2187-3EJ53-8K |  | 17905 |  | SIECAP 4RB |  |  | 1 |  | 77
2510 | Siemens | Power Capacitor | SIECAP LV power capacitors - SIECAP™ LV Power Capacitors | 480 20 | Rated voltage V: 480 | kvar 50 Hz: 20 |  |  |  |  | Not stocked | 4RB2200-3EJ53-8K |  | 19175 |  | SIECAP 4RB |  |  | 1 |  | 77
2511 | Siemens | Power Capacitor | SIECAP LV power capacitors - SIECAP™ LV Power Capacitors | 480 22 | Rated voltage V: 480 | kvar 50 Hz: 22 |  |  |  |  | Not stocked | 4RB2220-3EJ53-8K |  | 21060 |  | SIECAP 4RB |  |  | 1 |  | 77
2512 | Siemens | Power Capacitor | SIECAP LV power capacitors - SIECAP™ LV Power Capacitors | 480 25 | Rated voltage V: 480 | kvar 50 Hz: 25 |  |  |  |  | Not stocked | 4RB2250-3EJ53-8K |  | 23940 |  | SIECAP 4RB |  |  | 1 |  | 77
2513 | Siemens | Power Capacitor | SIECAP LV power capacitors - SIECAP™ LV Power Capacitors | 480 28.1 | Rated voltage V: 480 | kvar 50 Hz: 28.1 |  |  |  |  | Not stocked | 4RB2281-3EJ53-8K |  | 26915 |  | SIECAP 4RB |  |  | 1 |  | 77
2514 | Siemens | Power Capacitor | SIECAP LV power capacitors - SIECAP™ LV Power Capacitors | 480 30 | Rated voltage V: 480 | kvar 50 Hz: 30 |  |  |  |  | Not stocked | 4RB2300-3EJ53-8K |  | 28715 |  | SIECAP 4RB |  |  | 1 |  | 77
2515 | Siemens | Power Capacitor | SIECAP LV power capacitors - SIECAP™ LV Power Capacitors | 525 5 | Rated voltage V: 525 | kvar 50 Hz: 5 |  |  |  |  | Not stocked | 4RB2050-3FC53-8K |  | 6140 |  | SIECAP 4RB |  |  | 1 |  | 77
2516 | Siemens | Power Capacitor | SIECAP LV power capacitors - SIECAP™ LV Power Capacitors | 525 6.3 | Rated voltage V: 525 | kvar 50 Hz: 6.3 |  |  |  |  | Not stocked | 4RB2063-3FC53-8K |  | 7440 |  | SIECAP 4RB |  |  | 1 |  | 77
2517 | Siemens | Power Capacitor | SIECAP LV power capacitors - SIECAP™ LV Power Capacitors | 525 8.3 | Rated voltage V: 525 | kvar 50 Hz: 8.3 |  |  |  |  | Not stocked | 4RB2083-3FC53-8K |  | 9055 |  | SIECAP 4RB |  |  | 1 |  | 77
2518 | Siemens | Power Capacitor | SIECAP LV power capacitors - SIECAP™ LV Power Capacitors | 525 10.4 | Rated voltage V: 525 | kvar 50 Hz: 10.4 |  |  |  |  | Not stocked | 4RB2104-3FC53-8K |  | 10300 |  | SIECAP 4RB |  |  | 1 |  | 77
2519 | Siemens | Power Capacitor | SIECAP LV power capacitors - SIECAP™ LV Power Capacitors | 525 12.5 | Rated voltage V: 525 | kvar 50 Hz: 12.5 |  |  |  |  | Not stocked | 4RB2125-3FC53-8K |  | 12395 |  | SIECAP 4RB |  |  | 1 |  | 77
2520 | Siemens | Power Capacitor | SIECAP LV power capacitors - SIECAP™ LV Power Capacitors | 525 13.2 | Rated voltage V: 525 | kvar 50 Hz: 13.2 |  |  |  |  | Not stocked | 4RB2132-3FC53-8K |  | 13085 |  | SIECAP 4RB |  |  | 1 |  | 77
2521 | Siemens | Power Capacitor | SIECAP LV power capacitors - SIECAP™ LV Power Capacitors | 525 15 | Rated voltage V: 525 | kvar 50 Hz: 15 |  |  |  |  | Not stocked | 4RB2150-3FC53-8K |  | 14855 |  | SIECAP 4RB |  |  | 1 |  | 77
2522 | Siemens | Power Capacitor | SIECAP LV power capacitors - SIECAP™ LV Power Capacitors | 525 16.7 | Rated voltage V: 525 | kvar 50 Hz: 16.7 |  |  |  |  | Not stocked | 4RB2167-3FC53-8K |  | 16570 |  | SIECAP 4RB |  |  | 1 |  | 77
2523 | Siemens | Power Capacitor | SIECAP LV power capacitors - SIECAP™ LV Power Capacitors | 525 20 | Rated voltage V: 525 | kvar 50 Hz: 20 |  |  |  |  | Not stocked | 4RB2200-3FC53-8K |  | 19810 |  | SIECAP 4RB |  |  | 1 |  | 77
2524 | Siemens | Power Capacitor | SIECAP LV power capacitors - SIECAP™ LV Power Capacitors | 525 25 | Rated voltage V: 525 | kvar 50 Hz: 25 |  |  |  |  | Not stocked | 4RB2250-3FC53-8K |  | 24760 |  | SIECAP 4RB |  |  | 1 |  | 77
2525 | Siemens | Power Capacitor | SIECAP LV power capacitors - SIECAP™ LV Power Capacitors | 525 26.5 | Rated voltage V: 525 | kvar 50 Hz: 26.5 |  |  |  |  | Not stocked | 4RB2265-3FC53-8K |  | 26255 |  | SIECAP 4RB |  |  | 1 |  | 77
2526 | Siemens | Power Capacitor | SIECAP LV power capacitors - SIECAP™ LV Power Capacitors | 525 30 | Rated voltage V: 525 | kvar 50 Hz: 30 |  |  |  |  | Not stocked | 4RB2300-3FC53-8K |  | 29735 |  | SIECAP 4RB |  |  | 1 |  | 77
2527 | Siemens | Power Capacitor | SIECAP LV power capacitors - SIECAP™ LV Power Capacitors | 525 33.1 | Rated voltage V: 525 | kvar 50 Hz: 33.1 |  |  |  |  | Not stocked | 4RB2331-3FC53-8K |  | 32790 |  | SIECAP 4RB |  |  | 1 |  | 77
2528 | Siemens | Power Capacitor | SIECAP LV power capacitors - SIECAP™ LV Power Capacitors | 415 5 | Rated voltage V: 415 | kvar 50 Hz: 5 |  |  |  |  | Not stocked | 4RB1050-3EB50-8K |  | 8605 |  | SIECAP 4RB |  |  | 1 |  | 78
2529 | Siemens | Power Capacitor | SIECAP LV power capacitors - SIECAP™ LV Power Capacitors | 415 6.3 | Rated voltage V: 415 | kvar 50 Hz: 6.3 |  |  |  |  | Not stocked | 4RB1063-3EB50-8K |  | 10735 |  | SIECAP 4RB |  |  | 1 |  | 78
2530 | Siemens | Power Capacitor | SIECAP LV power capacitors - SIECAP™ LV Power Capacitors | 415 7.5 | Rated voltage V: 415 | kvar 50 Hz: 7.5 |  |  |  |  | Not stocked | 4RB1075-3EB50-8K |  | 12785 |  | SIECAP 4RB |  |  | 1 |  | 78
2531 | Siemens | Power Capacitor | SIECAP LV power capacitors - SIECAP™ LV Power Capacitors | 415 10.4 | Rated voltage V: 415 | kvar 50 Hz: 10.4 |  |  |  |  | Not stocked | 4RB1104-3EB50-8K |  | 11825 |  | SIECAP 4RB |  |  | 1 |  | 78
2532 | Siemens | Power Capacitor | SIECAP LV power capacitors - SIECAP™ LV Power Capacitors | 415 12.5 | Rated voltage V: 415 | kvar 50 Hz: 12.5 |  |  |  |  | Not stocked | 4RB1125-3EB50-8K |  | 14005 |  | SIECAP 4RB |  |  | 1 |  | 78
2533 | Siemens | Power Capacitor | SIECAP LV power capacitors - SIECAP™ LV Power Capacitors | 415 15 | Rated voltage V: 415 | kvar 50 Hz: 15 |  |  |  |  | Not stocked | 4RB1150-3EB50-8K |  | 16810 |  | SIECAP 4RB |  |  | 1 |  | 78
2534 | Siemens | Power Capacitor | SIECAP LV power capacitors - SIECAP™ LV Power Capacitors | 415 20 | Rated voltage V: 415 | kvar 50 Hz: 20 |  |  |  |  | Not stocked | 4RB1200-3EB50-8K |  | 22420 |  | SIECAP 4RB |  |  | 1 |  | 78
2535 | Siemens | Power Capacitor | SIECAP LV power capacitors - SIECAP™ LV Power Capacitors | 415 25 | Rated voltage V: 415 | kvar 50 Hz: 25 |  |  |  |  | Not stocked | 4RB1250-3EB50-8K |  | 28020 |  | SIECAP 4RB |  |  | 1 |  | 78
2536 | Siemens | Power Capacitor | SIECAP LV power capacitors - SIECAP™ LV Power Capacitors | 415 28.1 | Rated voltage V: 415 | kvar 50 Hz: 28.1 |  |  |  |  | Not stocked | 4RB1281-3EB50-8K |  | 31470 |  | SIECAP 4RB |  |  | 1 |  | 78
2537 | Siemens | Power Capacitor | SIECAP LV power capacitors - SIECAP™ LV Power Capacitors | 415 30 | Rated voltage V: 415 | kvar 50 Hz: 30 |  |  |  |  | Not stocked | 4RB1300-3EB50-8K |  | 33620 |  | SIECAP 4RB |  |  | 1 |  | 78
2538 | Siemens | Power Capacitor | SIECAP LV power capacitors - SIECAP™ LV Power Capacitors | 415 33 | Rated voltage V: 415 | kvar 50 Hz: 33 |  |  |  |  | Not stocked | 4RB1330-3EB50-8K |  | 36985 |  | SIECAP 4RB |  |  | 1 |  | 78
2539 | Siemens | Power Capacitor | SIECAP LV power capacitors - SIECAP™ LV Power Capacitors | 440 5 | Rated voltage V: 440 | kvar 50 Hz: 5 |  |  |  |  | Not stocked | 4RB1050-3EE50-8K |  | 8370 |  | SIECAP 4RB |  |  | 1 |  | 78
2540 | Siemens | Power Capacitor | SIECAP LV power capacitors - SIECAP™ LV Power Capacitors | 440 7.5 | Rated voltage V: 440 | kvar 50 Hz: 7.5 |  |  |  |  | Not stocked | 4RB1075-3EE50-8K |  | 12725 |  | SIECAP 4RB |  |  | 1 |  | 78
2541 | Siemens | Power Capacitor | SIECAP LV power capacitors - SIECAP™ LV Power Capacitors | 440 10 | Rated voltage V: 440 | kvar 50 Hz: 10 |  |  |  |  | Not stocked | 4RB1100-3EE50-8K |  | 11375 |  | SIECAP 4RB |  |  | 1 |  | 78
2542 | Siemens | Power Capacitor | SIECAP LV power capacitors - SIECAP™ LV Power Capacitors | 440 10.4 | Rated voltage V: 440 | kvar 50 Hz: 10.4 |  |  |  |  | Not stocked | 4RB1104-3EE50-8K |  | 11825 |  | SIECAP 4RB |  |  | 1 |  | 78
2543 | Siemens | Power Capacitor | SIECAP LV power capacitors - SIECAP™ LV Power Capacitors | 440 12.5 | Rated voltage V: 440 | kvar 50 Hz: 12.5 |  |  |  |  | Not stocked | 4RB1125-3EE50-8K |  | 14005 |  | SIECAP 4RB |  |  | 1 |  | 78
2544 | Siemens | Power Capacitor | SIECAP LV power capacitors - SIECAP™ LV Power Capacitors | 440 15 | Rated voltage V: 440 | kvar 50 Hz: 15 |  |  |  |  | Not stocked | 4RB1150-3EE50-8K |  | 16810 |  | SIECAP 4RB |  |  | 1 |  | 78
2545 | Siemens | Power Capacitor | SIECAP LV power capacitors - SIECAP™ LV Power Capacitors | 440 16.7 | Rated voltage V: 440 | kvar 50 Hz: 16.7 |  |  |  |  | Not stocked | 4RB1167-3EE50-8K |  | 18715 |  | SIECAP 4RB |  |  | 1 |  | 78
2546 | Siemens | Power Capacitor | SIECAP LV power capacitors - SIECAP™ LV Power Capacitors | 440 20 | Rated voltage V: 440 | kvar 50 Hz: 20 |  |  |  |  | Not stocked | 4RB1200-3EE50-8K |  | 22420 |  | SIECAP 4RB |  |  | 1 |  | 78
2547 | Siemens | Power Capacitor | SIECAP LV power capacitors - SIECAP™ LV Power Capacitors | 440 25 | Rated voltage V: 440 | kvar 50 Hz: 25 |  |  |  |  | Not stocked | 4RB1250-3EE50-8K |  | 28020 |  | SIECAP 4RB |  |  | 1 |  | 78
2548 | Siemens | Power Capacitor | SIECAP LV power capacitors - SIECAP™ LV Power Capacitors | 440 28.1 | Rated voltage V: 440 | kvar 50 Hz: 28.1 |  |  |  |  | Not stocked | 4RB1281-3EE50-8K |  | 31470 |  | SIECAP 4RB |  |  | 1 |  | 78
2549 | Siemens | Power Capacitor | SIECAP LV power capacitors - SIECAP™ LV Power Capacitors | 440 30 | Rated voltage V: 440 | kvar 50 Hz: 30 |  |  |  |  | Not stocked | 4RB1300-3EE50-8K |  | 33620 |  | SIECAP 4RB |  |  | 1 |  | 78
2550 | Siemens | Power Capacitor | SIECAP LV power capacitors - SIECAP™ LV Power Capacitors | 440 33.1 | Rated voltage V: 440 | kvar 50 Hz: 33.1 |  |  |  |  | Not stocked | 4RB1331-3EE50-8K |  | 37085 |  | SIECAP 4RB |  |  | 1 |  | 78
2551 | Siemens | Power Capacitor | SIECAP LV power capacitors - SIECAP™ LV Power Capacitors | 480 5 | Rated voltage V: 480 | kvar 50 Hz: 5 |  |  |  |  | Not stocked | 4RB1050-3EJ50-8K |  | 8935 |  | SIECAP 4RB |  |  | 1 |  | 78
2552 | Siemens | Power Capacitor | SIECAP LV power capacitors - SIECAP™ LV Power Capacitors | 480 6.3 | Rated voltage V: 480 | kvar 50 Hz: 6.3 |  |  |  |  | Not stocked | 4RB1063-3EJ50-8K |  | 10680 |  | SIECAP 4RB |  |  | 1 |  | 78
2553 | Siemens | Power Capacitor | SIECAP LV power capacitors - SIECAP™ LV Power Capacitors | 480 8.3 | Rated voltage V: 480 | kvar 50 Hz: 8.3 |  |  |  |  | Not stocked | 4RB1083-3EJ50-8K |  | 10375 |  | SIECAP 4RB |  |  | 1 |  | 78
2554 | Siemens | Power Capacitor | SIECAP LV power capacitors - SIECAP™ LV Power Capacitors | 480 10.4 | Rated voltage V: 480 | kvar 50 Hz: 10.4 |  |  |  |  | Not stocked | 4RB1104-3EJ50-8K |  | 11435 |  | SIECAP 4RB |  |  | 1 |  | 78
2555 | Siemens | Power Capacitor | SIECAP LV power capacitors - SIECAP™ LV Power Capacitors | 480 11 | Rated voltage V: 480 | kvar 50 Hz: 11 |  |  |  |  | Not stocked | 4RB1111-3EJ50-8K |  | 12780 |  | SIECAP 4RB |  |  | 1 |  | 78
2556 | Siemens | Power Capacitor | SIECAP LV power capacitors - SIECAP™ LV Power Capacitors | 480 12.5 | Rated voltage V: 480 | kvar 50 Hz: 12.5 |  |  |  |  | Not stocked | 4RB1125-3EJ50-8K |  | 14510 |  | SIECAP 4RB |  |  | 1 |  | 78
2557 | Siemens | Power Capacitor | SIECAP LV power capacitors - SIECAP™ LV Power Capacitors | 480 13.8 | Rated voltage V: 480 | kvar 50 Hz: 13.8 |  |  |  |  | Not stocked | 4RB1138-3EJ50-8K |  | 16030 |  | SIECAP 4RB |  |  | 1 |  | 78
2558 | Siemens | Power Capacitor | SIECAP LV power capacitors - SIECAP™ LV Power Capacitors | 480 15 | Rated voltage V: 480 | kvar 50 Hz: 15 |  |  |  |  | Not stocked | 4RB1150-3EJ50-8K |  | 17420 |  | SIECAP 4RB |  |  | 1 |  | 78
2559 | Siemens | Power Capacitor | SIECAP LV power capacitors - SIECAP™ LV Power Capacitors | 480 16.7 | Rated voltage V: 480 | kvar 50 Hz: 16.7 |  |  |  |  | Not stocked | 4RB1167-3EJ50-8K |  | 19375 |  | SIECAP 4RB |  |  | 1 |  | 78
2560 | Siemens | Power Capacitor | SIECAP LV power capacitors - SIECAP™ LV Power Capacitors | 480 18.7 | Rated voltage V: 480 | kvar 50 Hz: 18.7 |  |  |  |  | Not stocked | 4RB1187-3EJ50-8K |  | 21700 |  | SIECAP 4RB |  |  | 1 |  | 78
2561 | Siemens | Power Capacitor | SIECAP LV power capacitors - SIECAP™ LV Power Capacitors | 480 20 | Rated voltage V: 480 | kvar 50 Hz: 20 |  |  |  |  | Not stocked | 4RB1200-3EJ50-8K |  | 23225 |  | SIECAP 4RB |  |  | 1 |  | 78
2562 | Siemens | Power Capacitor | SIECAP LV power capacitors - SIECAP™ LV Power Capacitors | 480 22 | Rated voltage V: 480 | kvar 50 Hz: 22 |  |  |  |  | Not stocked | 4RB1220-3EJ50-8K |  | 25525 |  | SIECAP 4RB |  |  | 1 |  | 78
2563 | Siemens | Power Capacitor | SIECAP LV power capacitors - SIECAP™ LV Power Capacitors | 480 25 | Rated voltage V: 480 | kvar 50 Hz: 25 |  |  |  |  | Not stocked | 4RB1250-3EJ50-8K |  | 28990 |  | SIECAP 4RB |  |  | 1 |  | 78
2564 | Siemens | Power Capacitor | SIECAP LV power capacitors - SIECAP™ LV Power Capacitors | 480 28.1 | Rated voltage V: 480 | kvar 50 Hz: 28.1 |  |  |  |  | Not stocked | 4RB1281-3EJ50-8K |  | 32610 |  | SIECAP 4RB |  |  | 1 |  | 78
2565 | Siemens | Power Capacitor | SIECAP LV power capacitors - SIECAP™ LV Power Capacitors | 480 30 | Rated voltage V: 480 | kvar 50 Hz: 30 |  |  |  |  | Not stocked | 4RB1300-3EJ50-8K |  | 34805 |  | SIECAP 4RB |  |  | 1 |  | 78
2566 | Siemens | Power Capacitor | SIECAP LV power capacitors - SIECAP™ LV Power Capacitors | 480 31 | Rated voltage V: 480 | kvar 50 Hz: 31 |  |  |  |  | Not stocked | 4RB1310-3EJ50-8K |  | 35975 |  | SIECAP 4RB |  |  | 1 |  | 78
2567 | Siemens | Power Capacitor | SIECAP LV power capacitors - SIECAP™ LV Power Capacitors | 480 33 | Rated voltage V: 480 | kvar 50 Hz: 33 |  |  |  |  | Not stocked | 4RB1330-3EJ50-8K |  | 38310 |  | SIECAP 4RB |  |  | 1 |  | 78
2568 | Siemens | Power Capacitor | SIECAP LV power capacitors - SIECAP™ LV Power Capacitors | 525 5 | Rated voltage V: 525 | kvar 50 Hz: 5 |  |  |  |  | Not stocked | 4RB1050-3FC50-8K |  | 9095 |  | SIECAP 4RB |  |  | 1 |  | 78
2569 | Siemens | Power Capacitor | SIECAP LV power capacitors - SIECAP™ LV Power Capacitors | 525 6.3 | Rated voltage V: 525 | kvar 50 Hz: 6.3 |  |  |  |  | Not stocked | 4RB1063-3FC50-8K |  | 10680 |  | SIECAP 4RB |  |  | 1 |  | 78
2570 | Siemens | Power Capacitor | SIECAP LV power capacitors - SIECAP™ LV Power Capacitors | 525 8.3 | Rated voltage V: 525 | kvar 50 Hz: 8.3 |  |  |  |  | Not stocked | 4RB1083-3FC50-8K |  | 10370 |  | SIECAP 4RB |  |  | 1 |  | 78
2571 | Siemens | Power Capacitor | SIECAP LV power capacitors - SIECAP™ LV Power Capacitors | 525 10.4 | Rated voltage V: 525 | kvar 50 Hz: 10.4 |  |  |  |  | Not stocked | 4RB1104-3FC50-8K |  | 11435 |  | SIECAP 4RB |  |  | 1 |  | 78
2572 | Siemens | Power Capacitor | SIECAP LV power capacitors - SIECAP™ LV Power Capacitors | 525 12.5 | Rated voltage V: 525 | kvar 50 Hz: 12.5 |  |  |  |  | Not stocked | 4RB1125-3FC50-8K |  | 15010 |  | SIECAP 4RB |  |  | 1 |  | 78
2573 | Siemens | Power Capacitor | SIECAP LV power capacitors - SIECAP™ LV Power Capacitors | 525 13.2 | Rated voltage V: 525 | kvar 50 Hz: 13.2 |  |  |  |  | Not stocked | 4RB1132-3FC50-8K |  | 15850 |  | SIECAP 4RB |  |  | 1 |  | 78
2574 | Siemens | Power Capacitor | SIECAP LV power capacitors - SIECAP™ LV Power Capacitors | 525 15 | Rated voltage V: 525 | kvar 50 Hz: 15 |  |  |  |  | Not stocked | 4RB1150-3FC50-8K |  | 18005 |  | SIECAP 4RB |  |  | 1 |  | 78
2575 | Siemens | Power Capacitor | SIECAP LV power capacitors - SIECAP™ LV Power Capacitors | 525 16.7 | Rated voltage V: 525 | kvar 50 Hz: 16.7 |  |  |  |  | Not stocked | 4RB1167-3FC50-8K |  | 20065 |  | SIECAP 4RB |  |  | 1 |  | 78
2576 | Siemens | Power Capacitor | SIECAP LV power capacitors - SIECAP™ LV Power Capacitors | 525 20 | Rated voltage V: 525 | kvar 50 Hz: 20 |  |  |  |  | Not stocked | 4RB1200-3FC50-8K |  | 24000 |  | SIECAP 4RB |  |  | 1 |  | 78
2577 | Siemens | Power Capacitor | SIECAP LV power capacitors - SIECAP™ LV Power Capacitors | 525 25 | Rated voltage V: 525 | kvar 50 Hz: 25 |  |  |  |  | Not stocked | 4RB1250-3FC50-8K |  | 30020 |  | SIECAP 4RB |  |  | 1 |  | 78
2578 | Siemens | Power Capacitor | SIECAP LV power capacitors - SIECAP™ LV Power Capacitors | 525 26.5 | Rated voltage V: 525 | kvar 50 Hz: 26.5 |  |  |  |  | Not stocked | 4RB1265-3FC50-8K |  | 31825 |  | SIECAP 4RB |  |  | 1 |  | 78
2579 | Siemens | Power Capacitor | SIECAP LV power capacitors - SIECAP™ LV Power Capacitors | 525 30 | Rated voltage V: 525 | kvar 50 Hz: 30 |  |  |  |  | Not stocked | 4RB1300-3FC50-8K |  | 36030 |  | SIECAP 4RB |  |  | 1 |  | 78
2580 | Siemens | Power Capacitor | SIECAP LV power capacitors - SIECAP™ LV Power Capacitors | 525 33.1 | Rated voltage V: 525 | kvar 50 Hz: 33.1 |  |  |  |  | Not stocked | 4RB1331-3FC50-8K |  | 39740 |  | SIECAP 4RB |  |  | 1 |  | 78
2581 | Siemens | Power Capacitor | SIECAP LV power capacitors - SIECAP™ LV Power Capacitors | 690 5.3 | Rated voltage V: 690 | kvar 50 Hz: 5.3 |  |  |  |  | Not stocked | 4RB1053-3GK50-8K |  | 9845 |  | SIECAP 4RB |  |  | 1 |  | 78
2582 | Siemens | Power Capacitor | SIECAP LV power capacitors - SIECAP™ LV Power Capacitors | 690 6.9 | Rated voltage V: 690 | kvar 50 Hz: 6.9 |  |  |  |  | Not stocked | 4RB1068-3GK50-8K |  | 12230 |  | SIECAP 4RB |  |  | 1 |  | 78
2583 | Siemens | Power Capacitor | SIECAP LV power capacitors - SIECAP™ LV Power Capacitors | 690 10.4 | Rated voltage V: 690 | kvar 50 Hz: 10.4 |  |  |  |  | Not stocked | 4RB1104-3GK50-8K |  | 11825 |  | SIECAP 4RB |  |  | 1 |  | 78
2584 | Siemens | Power Capacitor | SIECAP LV power capacitors - SIECAP™ LV Power Capacitors | 690 12.5 | Rated voltage V: 690 | kvar 50 Hz: 12.5 |  |  |  |  | Not stocked | 4RB1125-3GK50-8K |  | 15515 |  | SIECAP 4RB |  |  | 1 |  | 78
2585 | Siemens | Power Capacitor | SIECAP LV power capacitors - SIECAP™ LV Power Capacitors | 690 14.6 | Rated voltage V: 690 | kvar 50 Hz: 14.6 |  |  |  |  | Not stocked | 4RB1146-3GK50-8K |  | 18120 |  | SIECAP 4RB |  |  | 1 |  | 78
2586 | Siemens | Power Capacitor | SIECAP LV power capacitors - SIECAP™ LV Power Capacitors | 690 20 | Rated voltage V: 690 | kvar 50 Hz: 20 |  |  |  |  | Not stocked | 4RB1200-3GK50-8K |  | 24810 |  | SIECAP 4RB |  |  | 1 |  | 78
2587 | Siemens | Power Capacitor | SIECAP LV power capacitors - SIECAP™ LV Power Capacitors | 690 25 | Rated voltage V: 690 | kvar 50 Hz: 25 |  |  |  |  | Not stocked | 4RB1250-3GK50-8K |  | 31025 |  | SIECAP 4RB |  |  | 1 |  | 78
2588 | Siemens | Detuned Reactor | Harmonics filter detuned reactors - Copper Detuned Reactors | 5kvar 5.67% | Bank size: 5kvar | Detuning factor: 5.67% |  |  |  |  | Not stocked | 4KA1220-1AC01-0AA0 |  | 42490 |  | 4RB detuned reactors |  |  | 1 |  | 79
2589 | Siemens | Detuned Reactor | Harmonics filter detuned reactors - Copper Detuned Reactors | 10kvar 5.67% | Bank size: 10kvar | Detuning factor: 5.67% |  |  |  |  | Not stocked | 4KA1220-3AC01-0AA0 |  | 47940 |  | 4RB detuned reactors |  |  | 1 |  | 79
2590 | Siemens | Detuned Reactor | Harmonics filter detuned reactors - Copper Detuned Reactors | 12.5kvar 5.67% | Bank size: 12.5kvar | Detuning factor: 5.67% |  |  |  |  | Not stocked | 4KA1220-4AC01-0AA0 |  | 52480 |  | 4RB detuned reactors |  |  | 1 |  | 79
2591 | Siemens | Detuned Reactor | Harmonics filter detuned reactors - Copper Detuned Reactors | 15kvar 5.67% | Bank size: 15kvar | Detuning factor: 5.67% |  |  |  |  | Not stocked | 4KA1220-5AC01-0AA0 |  | 70045 |  | 4RB detuned reactors |  |  | 1 |  | 79
2592 | Siemens | Detuned Reactor | Harmonics filter detuned reactors - Copper Detuned Reactors | 20kvar 5.67% | Bank size: 20kvar | Detuning factor: 5.67% |  |  |  |  | Not stocked | 4KA1220-6AC01-0AA0 |  | 72925 |  | 4RB detuned reactors |  |  | 1 |  | 79
2593 | Siemens | Detuned Reactor | Harmonics filter detuned reactors - Copper Detuned Reactors | 25kvar 5.67% | Bank size: 25kvar | Detuning factor: 5.67% |  |  |  |  | Not stocked | 4KA1220-7AC01-0AA0 |  | 74495 |  | 4RB detuned reactors |  |  | 1 |  | 79
2594 | Siemens | Detuned Reactor | Harmonics filter detuned reactors - Copper Detuned Reactors | 5kvar 7% | Bank size: 5kvar | Detuning factor: 7% |  |  |  |  | Not stocked | 4KA1220-1AA01-0AA0 |  | 32620 |  | 4RB detuned reactors |  |  | 1 |  | 79
2595 | Siemens | Detuned Reactor | Harmonics filter detuned reactors - Copper Detuned Reactors | 10kvar 7% | Bank size: 10kvar | Detuning factor: 7% |  |  |  |  | Not stocked | 4KA1220-3AA01-0AA0 |  | 44755 |  | 4RB detuned reactors |  |  | 1 |  | 79
2596 | Siemens | Detuned Reactor | Harmonics filter detuned reactors - Copper Detuned Reactors | 12.5kvar 7% | Bank size: 12.5kvar | Detuning factor: 7% |  |  |  |  | Not stocked | 4KA1220-4AA01-0AA0 |  | 48320 |  | 4RB detuned reactors |  |  | 1 |  | 79
2597 | Siemens | Detuned Reactor | Harmonics filter detuned reactors - Copper Detuned Reactors | 15kvar 7% | Bank size: 15kvar | Detuning factor: 7% |  |  |  |  | Not stocked | 4KA1220-5AA01-0AA0 |  | 55790 |  | 4RB detuned reactors |  |  | 1 |  | 79
2598 | Siemens | Detuned Reactor | Harmonics filter detuned reactors - Copper Detuned Reactors | 20kvar 7% | Bank size: 20kvar | Detuning factor: 7% |  |  |  |  | Not stocked | 4KA1220-6AA01-0AA0 |  | 59430 |  | 4RB detuned reactors |  |  | 1 |  | 79
2599 | Siemens | Detuned Reactor | Harmonics filter detuned reactors - Copper Detuned Reactors | 25kvar 7% | Bank size: 25kvar | Detuning factor: 7% |  |  |  |  | Not stocked | 4KA1220-7AA01-0AA0 |  | 62545 |  | 4RB detuned reactors |  |  | 1 |  | 79
2600 | Siemens | Detuned Reactor | Harmonics filter detuned reactors - Copper Detuned Reactors | 50kvar 7% | Bank size: 50kvar | Detuning factor: 7% |  |  |  |  | Not stocked | 4KA1220-2BA01-0AA0 |  | 111430 |  | 4RB detuned reactors |  |  | 1 |  | 79
2601 | Siemens | Detuned Reactor | Harmonics filter detuned reactors - Copper Detuned Reactors | 75kvar 7% | Bank size: 75kvar | Detuning factor: 7% |  |  |  |  | Not stocked | 4KA1220-3BA03-0AA0 |  | 156275 |  | 4RB detuned reactors |  |  | 1 |  | 79
2602 | Siemens | Detuned Reactor | Harmonics filter detuned reactors - Copper Detuned Reactors | 100kvar 7% | Bank size: 100kvar | Detuning factor: 7% |  |  |  |  | Not stocked | 4KA1220-4BA03-0AA0 |  | 196705 |  | 4RB detuned reactors |  |  | 1 |  | 79
2603 | Siemens | Detuned Reactor | Harmonics filter detuned reactors - Copper Detuned Reactors | 5kvar 14% | Bank size: 5kvar | Detuning factor: 14% |  |  |  |  | Not stocked | 4KA1220-1AB01-0AA0 |  | 42950 |  | 4RB detuned reactors |  |  | 1 |  | 79
2604 | Siemens | Detuned Reactor | Harmonics filter detuned reactors - Copper Detuned Reactors | 12.5kvar 14% | Bank size: 12.5kvar | Detuning factor: 14% |  |  |  |  | Not stocked | 4KA1220-4AB01-0AA0 |  | 88765 |  | 4RB detuned reactors |  |  | 1 |  | 79
2605 | Siemens | Detuned Reactor | Harmonics filter detuned reactors - Copper Detuned Reactors | 15kvar 14% | Bank size: 15kvar | Detuning factor: 14% |  |  |  |  | Not stocked | 4KA1220-5AB01-0AA0 |  | 84415 |  | 4RB detuned reactors |  |  | 1 |  | 79
2606 | Siemens | Detuned Reactor | Harmonics filter detuned reactors - Copper Detuned Reactors | 20kvar 14% | Bank size: 20kvar | Detuning factor: 14% |  |  |  |  | Not stocked | 4KA1220-6AB01-0AA0 |  | 103820 |  | 4RB detuned reactors |  |  | 1 |  | 79
2607 | Siemens | Detuned Reactor | Harmonics filter detuned reactors - Copper Detuned Reactors | 25kvar 14% | Bank size: 25kvar | Detuning factor: 14% |  |  |  |  | Not stocked | 4KA1220-7AB01-0AA0 |  | 124230 |  | 4RB detuned reactors |  |  | 1 |  | 79
2608 | Siemens | Detuned Reactor | Harmonics filter detuned reactors - Copper Detuned Reactors | 50kvar 14% | Bank size: 50kvar | Detuning factor: 14% |  |  |  |  | Not stocked | 4KA1220-2BB01-0AA0 |  | 203350 |  | 4RB detuned reactors |  |  | 1 |  | 79
2609 | Siemens | Detuned Reactor | Harmonics filter detuned reactors - Copper Detuned Reactors | 75kvar 14% | Bank size: 75kvar | Detuning factor: 14% |  |  |  |  | Not stocked | 4KA1220-3BB03-0AA0 |  | 334550 |  | 4RB detuned reactors |  |  | 1 |  | 79
2610 | Siemens | Detuned Reactor | Harmonics filter detuned reactors - Copper Detuned Reactors | 100kvar 14% | Bank size: 100kvar | Detuning factor: 14% |  |  |  |  | Not stocked | 4KA1220-4BB03-0AA0 |  | 401890 |  | 4RB detuned reactors |  |  | 1 |  | 79
2611 | Siemens | Detuned Reactor | Harmonics filter detuned reactors - Aluminium Detuned Reactors | 5kvar 5.67% | Bank size: 5kvar | Detuning factor: 5.67% |  |  |  |  | Not stocked | 4KA1420-1AC01-0AA0 |  | 23480 |  | 4RB detuned reactors |  |  | 1 |  | 79
2612 | Siemens | Detuned Reactor | Harmonics filter detuned reactors - Aluminium Detuned Reactors | 10kvar 5.67% | Bank size: 10kvar | Detuning factor: 5.67% |  |  |  |  | Not stocked | 4KA1420-3AC01-0AA0 |  | 30930 |  | 4RB detuned reactors |  |  | 1 |  | 79
2613 | Siemens | Detuned Reactor | Harmonics filter detuned reactors - Aluminium Detuned Reactors | 12.5kvar 5.67% | Bank size: 12.5kvar | Detuning factor: 5.67% |  |  |  |  | Not stocked | 4KA1420-4AC01-0AA0 |  | 35375 |  | 4RB detuned reactors |  |  | 1 |  | 79
2614 | Siemens | Detuned Reactor | Harmonics filter detuned reactors - Aluminium Detuned Reactors | 15kvar 5.67% | Bank size: 15kvar | Detuning factor: 5.67% |  |  |  |  | Not stocked | 4KA1420-5AC01-0AA0 |  | 41520 |  | 4RB detuned reactors |  |  | 1 |  | 79
2615 | Siemens | Detuned Reactor | Harmonics filter detuned reactors - Aluminium Detuned Reactors | 20kvar 5.67% | Bank size: 20kvar | Detuning factor: 5.67% |  |  |  |  | Not stocked | 4KA1420-6AC01-0AA0 |  | 51630 |  | 4RB detuned reactors |  |  | 1 |  | 79
2616 | Siemens | Detuned Reactor | Harmonics filter detuned reactors - Aluminium Detuned Reactors | 25kvar 5.67% | Bank size: 25kvar | Detuning factor: 5.67% |  |  |  |  | Not stocked | 4KA1420-7AC01-0AA0 |  | 53585 |  | 4RB detuned reactors |  |  | 1 |  | 79
2617 | Siemens | Detuned Reactor | Harmonics filter detuned reactors - Aluminium Detuned Reactors | 50kvar 5.67% | Bank size: 50kvar | Detuning factor: 5.67% |  |  |  |  | Not stocked | 4KA1420-2BC01-0AA0 |  | 84205 |  | 4RB detuned reactors |  |  | 1 |  | 79
2618 | Siemens | Detuned Reactor | Harmonics filter detuned reactors - Aluminium Detuned Reactors | 5kvar 7% | Bank size: 5kvar | Detuning factor: 7% |  |  |  |  | Not stocked | 4KA1420-1AA01-0AA0 |  | 25820 |  | 4RB detuned reactors |  |  | 1 |  | 79
2619 | Siemens | Detuned Reactor | Harmonics filter detuned reactors - Aluminium Detuned Reactors | 10kvar 7% | Bank size: 10kvar | Detuning factor: 7% |  |  |  |  | Not stocked | 4KA1420-3AA01-0AA0 |  | 33230 |  | 4RB detuned reactors |  |  | 1 |  | 79
2620 | Siemens | Detuned Reactor | Harmonics filter detuned reactors - Aluminium Detuned Reactors | 12.5kvar 7% | Bank size: 12.5kvar | Detuning factor: 7% |  |  |  |  | Not stocked | 4KA1420-4AA01-0AA0 |  | 36745 |  | 4RB detuned reactors |  |  | 1 |  | 79
2621 | Siemens | Detuned Reactor | Harmonics filter detuned reactors - Aluminium Detuned Reactors | 15kvar 7% | Bank size: 15kvar | Detuning factor: 7% |  |  |  |  | Not stocked | 4KA1420-5AA01-0AA0 |  | 41410 |  | 4RB detuned reactors |  |  | 1 |  | 79
2622 | Siemens | Detuned Reactor | Harmonics filter detuned reactors - Aluminium Detuned Reactors | 20kvar 7% | Bank size: 20kvar | Detuning factor: 7% |  |  |  |  | Not stocked | 4KA1420-6AA01-0AA0 |  | 44100 |  | 4RB detuned reactors |  |  | 1 |  | 79
2623 | Siemens | Detuned Reactor | Harmonics filter detuned reactors - Aluminium Detuned Reactors | 25kvar 7% | Bank size: 25kvar | Detuning factor: 7% |  |  |  |  | Not stocked | 4KA1420-7AA01-0AA0 |  | 47170 |  | 4RB detuned reactors |  |  | 1 |  | 79
2624 | Siemens | Detuned Reactor | Harmonics filter detuned reactors - Aluminium Detuned Reactors | 50kvar 7% | Bank size: 50kvar | Detuning factor: 7% |  |  |  |  | Not stocked | 4KA1420-2BA01-0AA0 |  | 81110 |  | 4RB detuned reactors |  |  | 1 |  | 79
2625 | Siemens | Detuned Reactor | Harmonics filter detuned reactors - Aluminium Detuned Reactors | 75kvar 7% | Bank size: 75kvar | Detuning factor: 7% |  |  |  |  | Not stocked | 4KA1420-3BA03-0AA0 |  | 115205 |  | 4RB detuned reactors |  |  | 1 |  | 79
2626 | Siemens | Detuned Reactor | Harmonics filter detuned reactors - Aluminium Detuned Reactors | 100kvar 7% | Bank size: 100kvar | Detuning factor: 7% |  |  |  |  | Not stocked | 4KA1420-4BA03-0AA0 |  | 144110 |  | 4RB detuned reactors |  |  | 1 |  | 79
2627 | Siemens | Detuned Reactor | Harmonics filter detuned reactors - Aluminium Detuned Reactors | 5kvar 14% | Bank size: 5kvar | Detuning factor: 14% |  |  |  |  | Not stocked | 4KA1420-1AB01-0AA0 |  | 34470 |  | 4RB detuned reactors |  |  | 1 |  | 79
2628 | Siemens | Detuned Reactor | Harmonics filter detuned reactors - Aluminium Detuned Reactors | 10kvar 14% | Bank size: 10kvar | Detuning factor: 14% |  |  |  |  | Not stocked | 4KA1420-3AB01-0AA0 |  | 58690 |  | 4RB detuned reactors |  |  | 1 |  | 79
2629 | Siemens | Detuned Reactor | Harmonics filter detuned reactors - Aluminium Detuned Reactors | 12.5kvar 14% | Bank size: 12.5kvar | Detuning factor: 14% |  |  |  |  | Not stocked | 4KA1420-4AB01-0AA0 |  | 69595 |  | 4RB detuned reactors |  |  | 1 |  | 79
2630 | Siemens | Detuned Reactor | Harmonics filter detuned reactors - Aluminium Detuned Reactors | 15kvar 14% | Bank size: 15kvar | Detuning factor: 14% |  |  |  |  | Not stocked | 4KA1420-5AB01-0AA0 |  | 73085 |  | 4RB detuned reactors |  |  | 1 |  | 79
2631 | Siemens | Detuned Reactor | Harmonics filter detuned reactors - Aluminium Detuned Reactors | 20kvar 14% | Bank size: 20kvar | Detuning factor: 14% |  |  |  |  | Not stocked | 4KA1420-6AB01-0AA0 |  | 88890 |  | 4RB detuned reactors |  |  | 1 |  | 79
2632 | Siemens | Detuned Reactor | Harmonics filter detuned reactors - Aluminium Detuned Reactors | 25kvar 14% | Bank size: 25kvar | Detuning factor: 14% |  |  |  |  | Not stocked | 4KA1420-7AB01-0AA0 |  | 101530 |  | 4RB detuned reactors |  |  | 1 |  | 79
2633 | Siemens | Detuned Reactor | Harmonics filter detuned reactors - Aluminium Detuned Reactors | 50kvar 14% | Bank size: 50kvar | Detuning factor: 14% |  |  |  |  | Not stocked | 4KA1420-2BB01-0AA0 |  | 162805 |  | 4RB detuned reactors |  |  | 1 |  | 79
2634 | Siemens | Capacitor Duty Contactor | 3MT7 capacitor duty contactors - selection thus reducing inrush current enhancing the cost of installation. your system life. | NEW 2.5kvar 1NO | Capacitor kvar 415V AC, 3Ph, 50Hz: NEW 2.5kvar | Built-in aux. contacts: 1NO |  |  |  |  | Not stocked | 3MT70002JA106A.. |  | 4055 |  | SINOPLUS 3MT7 |  |  | 1 | Replace .. in part code with the coil voltage code from the same price list page | 80
2635 | Siemens | Capacitor Duty Contactor | 3MT7 capacitor duty contactors - selection thus reducing inrush current enhancing the cost of installation. your system life. | NEW 2.5kvar 1NO 1NC | Capacitor kvar 415V AC, 3Ph, 50Hz: NEW 2.5kvar | Built-in aux. contacts: 1NO | Built-in aux. contacts: 1NC |  |  |  | Not stocked | 3MT70002JA016A.. |  | 4055 |  | SINOPLUS 3MT7 |  |  | 1 | Replace .. in part code with the coil voltage code from the same price list page | 80
2636 | Siemens | Capacitor Duty Contactor | 3MT7 capacitor duty contactors - selection thus reducing inrush current enhancing the cost of installation. your system life. | NEW 5kvar 1NO | Capacitor kvar 415V AC, 3Ph, 50Hz: NEW 5kvar | Built-in aux. contacts: 1NO |  |  |  |  | Not stocked | 3MT70005JA106A.. |  | 4490 |  | SINOPLUS 3MT7 |  |  | 1 | Replace .. in part code with the coil voltage code from the same price list page | 80
2637 | Siemens | Capacitor Duty Contactor | 3MT7 capacitor duty contactors - selection thus reducing inrush current enhancing the cost of installation. your system life. | NEW 5kvar 1NO 1NC | Capacitor kvar 415V AC, 3Ph, 50Hz: NEW 5kvar | Built-in aux. contacts: 1NO | Built-in aux. contacts: 1NC |  |  |  | Not stocked | 3MT70005JA016A.. |  | 4490 |  | SINOPLUS 3MT7 |  |  | 1 | Replace .. in part code with the coil voltage code from the same price list page | 80
2638 | Siemens | Capacitor Duty Contactor | 3MT7 capacitor duty contactors - selection thus reducing inrush current enhancing the cost of installation. your system life. | NEW 7.5kvar 1NO+1NC | Capacitor kvar 415V AC, 3Ph, 50Hz: NEW 7.5kvar | Built-in aux. contacts: 1NO+1NC |  |  |  |  | Not stocked | 3MT70007JA116A.. |  | 4945 |  | SINOPLUS 3MT7 |  |  | 1 | Replace .. in part code with the coil voltage code from the same price list page | 80
2639 | Siemens | Capacitor Duty Contactor | 3MT7 capacitor duty contactors - selection thus reducing inrush current enhancing the cost of installation. your system life. | NEW 7.5kvar 1NO+1NC 2NC | Capacitor kvar 415V AC, 3Ph, 50Hz: NEW 7.5kvar | Built-in aux. contacts: 1NO+1NC | Built-in aux. contacts: 2NC |  |  |  | Not stocked | 3MT70007JA026A.. |  | 4945 |  | SINOPLUS 3MT7 |  |  | 1 | Replace .. in part code with the coil voltage code from the same price list page | 80
2640 | Siemens | Capacitor Duty Contactor | 3MT7 capacitor duty contactors - selection thus reducing inrush current enhancing the cost of installation. your system life. | NEW 10kvar 1NO+1NC | Capacitor kvar 415V AC, 3Ph, 50Hz: NEW 10kvar | Built-in aux. contacts: 1NO+1NC |  |  |  |  | Not stocked | 3MT70010JA116A.. |  | 6155 |  | SINOPLUS 3MT7 |  |  | 1 | Replace .. in part code with the coil voltage code from the same price list page | 80
2641 | Siemens | Capacitor Duty Contactor | 3MT7 capacitor duty contactors - selection thus reducing inrush current enhancing the cost of installation. your system life. | NEW 10kvar 1NO+1NC 2NC | Capacitor kvar 415V AC, 3Ph, 50Hz: NEW 10kvar | Built-in aux. contacts: 1NO+1NC | Built-in aux. contacts: 2NC |  |  |  | Not stocked | 3MT70010JA026A.. |  | 6155 |  | SINOPLUS 3MT7 |  |  | 1 | Replace .. in part code with the coil voltage code from the same price list page | 80
2642 | Siemens | Capacitor Duty Contactor | 3MT7 capacitor duty contactors - selection thus reducing inrush current enhancing the cost of installation. your system life. | NEW 12.5kvar 1NO+1NC | Capacitor kvar 415V AC, 3Ph, 50Hz: NEW 12.5kvar | Built-in aux. contacts: 1NO+1NC |  |  |  |  | Not stocked | 3MT70012JA116A.. |  | 6290 |  | SINOPLUS 3MT7 |  |  | 1 | Replace .. in part code with the coil voltage code from the same price list page | 80
2643 | Siemens | Capacitor Duty Contactor | 3MT7 capacitor duty contactors - selection thus reducing inrush current enhancing the cost of installation. your system life. | NEW 12.5kvar 1NO+1NC 2NC | Capacitor kvar 415V AC, 3Ph, 50Hz: NEW 12.5kvar | Built-in aux. contacts: 1NO+1NC | Built-in aux. contacts: 2NC |  |  |  | Not stocked | 3MT70012JA026A.. |  | 6290 |  | SINOPLUS 3MT7 |  |  | 1 | Replace .. in part code with the coil voltage code from the same price list page | 80
2644 | Siemens | Capacitor Duty Contactor | 3MT7 capacitor duty contactors - selection thus reducing inrush current enhancing the cost of installation. your system life. | NEW 16.7kvar 1NO+1NC | Capacitor kvar 415V AC, 3Ph, 50Hz: NEW 16.7kvar | Built-in aux. contacts: 1NO+1NC |  |  |  |  | Not stocked | 3MT70016JA116A.. |  | 8330 |  | SINOPLUS 3MT7 |  |  | 1 | Replace .. in part code with the coil voltage code from the same price list page | 80
2645 | Siemens | Capacitor Duty Contactor | 3MT7 capacitor duty contactors - selection thus reducing inrush current enhancing the cost of installation. your system life. | NEW 16.7kvar 1NO+1NC 2NC | Capacitor kvar 415V AC, 3Ph, 50Hz: NEW 16.7kvar | Built-in aux. contacts: 1NO+1NC | Built-in aux. contacts: 2NC |  |  |  | Not stocked | 3MT70016JA026A.. |  | 8330 |  | SINOPLUS 3MT7 |  |  | 1 | Replace .. in part code with the coil voltage code from the same price list page | 80
2646 | Siemens | Capacitor Duty Contactor | 3MT7 capacitor duty contactors - selection thus reducing inrush current enhancing the cost of installation. your system life. | NEW 20kvar 1NO+1NC | Capacitor kvar 415V AC, 3Ph, 50Hz: NEW 20kvar | Built-in aux. contacts: 1NO+1NC |  |  |  |  | Not stocked | 3MT70020JA116A.. |  | 9265 |  | SINOPLUS 3MT7 |  |  | 1 | Replace .. in part code with the coil voltage code from the same price list page | 80
2647 | Siemens | Capacitor Duty Contactor | 3MT7 capacitor duty contactors - selection thus reducing inrush current enhancing the cost of installation. your system life. | NEW 20kvar 1NO+1NC 2NC | Capacitor kvar 415V AC, 3Ph, 50Hz: NEW 20kvar | Built-in aux. contacts: 1NO+1NC | Built-in aux. contacts: 2NC |  |  |  | Not stocked | 3MT70020JA026A.. |  | 9265 |  | SINOPLUS 3MT7 |  |  | 1 | Replace .. in part code with the coil voltage code from the same price list page | 80
2648 | Siemens | Capacitor Duty Contactor | 3MT7 capacitor duty contactors - selection thus reducing inrush current enhancing the cost of installation. your system life. | NEW 25kvar 1NO+1NC | Capacitor kvar 415V AC, 3Ph, 50Hz: NEW 25kvar | Built-in aux. contacts: 1NO+1NC |  |  |  |  | Not stocked | 3MT70025JA116A.. |  | 10620 |  | SINOPLUS 3MT7 |  |  | 1 | Replace .. in part code with the coil voltage code from the same price list page | 80
2649 | Siemens | Capacitor Duty Contactor | 3MT7 capacitor duty contactors - selection thus reducing inrush current enhancing the cost of installation. your system life. | NEW 25kvar 1NO+1NC 2NC | Capacitor kvar 415V AC, 3Ph, 50Hz: NEW 25kvar | Built-in aux. contacts: 1NO+1NC | Built-in aux. contacts: 2NC |  |  |  | Not stocked | 3MT70025JA026A.. |  | 10620 |  | SINOPLUS 3MT7 |  |  | 1 | Replace .. in part code with the coil voltage code from the same price list page | 80
2650 | Siemens | Capacitor Duty Contactor | 3MT7 capacitor duty contactors - selection thus reducing inrush current enhancing the cost of installation. your system life. | NEW 33.3kvar 1NO+2NC | Capacitor kvar 415V AC, 3Ph, 50Hz: NEW 33.3kvar | Built-in aux. contacts: 1NO+2NC |  |  |  |  | Not stocked | 3MT70033JA126A.. |  | 16095 |  | SINOPLUS 3MT7 |  |  | 1 | Replace .. in part code with the coil voltage code from the same price list page | 80
2651 | Siemens | Capacitor Duty Contactor | 3MT7 capacitor duty contactors - selection thus reducing inrush current enhancing the cost of installation. your system life. | NEW 40kvar 1NO+2NC | Capacitor kvar 415V AC, 3Ph, 50Hz: NEW 40kvar | Built-in aux. contacts: 1NO+2NC |  |  |  |  | Not stocked | 3MT70040JA126A.. |  | 25980 |  | SINOPLUS 3MT7 |  |  | 1 | Replace .. in part code with the coil voltage code from the same price list page | 80
2652 | Siemens | Capacitor Duty Contactor | 3MT7 capacitor duty contactors - selection thus reducing inrush current enhancing the cost of installation. your system life. | NEW 50kvar 1NO+2NC | Capacitor kvar 415V AC, 3Ph, 50Hz: NEW 50kvar | Built-in aux. contacts: 1NO+2NC |  |  |  |  | Not stocked | 3MT70050JA126A.. |  | 30415 |  | SINOPLUS 3MT7 |  |  | 1 | Replace .. in part code with the coil voltage code from the same price list page | 80
2653 | Siemens | Capacitor Duty Contactor | 3MT7 capacitor duty contactors - selection thus reducing inrush current enhancing the cost of installation. your system life. | 60kvar 1NO+2NC | Capacitor kvar 415V AC, 3Ph, 50Hz: 60kvar | Built-in aux. contacts: 1NO+2NC |  |  |  |  | Not stocked | 3MT70060JA126A.. |  | 32325 |  | SINOPLUS 3MT7 |  |  | 1 | Replace .. in part code with the coil voltage code from the same price list page | 80
2654 | Siemens | Capacitor Duty Contactor | 3MT7 capacitor duty contactors - selection thus reducing inrush current enhancing the cost of installation. your system life. | 80kvar 1NO+2NC | Capacitor kvar 415V AC, 3Ph, 50Hz: 80kvar | Built-in aux. contacts: 1NO+2NC |  |  |  |  | Not stocked | 3MT70080JA126A.. |  | 39680 |  | SINOPLUS 3MT7 |  |  | 1 | Replace .. in part code with the coil voltage code from the same price list page | 80
2655 | Siemens | Capacitor Duty Contactor | 3MT7 capacitor duty contactors - selection thus reducing inrush current enhancing the cost of installation. your system life. | 100kvar 1NO+2NC | Capacitor kvar 415V AC, 3Ph, 50Hz: 100kvar | Built-in aux. contacts: 1NO+2NC |  |  |  |  | Not stocked | 3MT70100JA126A.. |  | 41240 |  | SINOPLUS 3MT7 |  |  | 1 | Replace .. in part code with the coil voltage code from the same price list page | 80
2656 | Siemens | Capacitor Duty Contactor Spares | 3MT7 capacitor duty contactors - Spares for 3MT7 Contactors | 2.5kvar to 16.7kvar : 3MT70002 to 3MT70016 | Contactor Coils: 2.5kvar to 16.7kvar : 3MT70002 to 3MT70016 |  |  |  |  | Spares for 3MT7 Contactors | Not stocked | 3MT72000L..9M1A |  | 1215 |  | SINOPLUS 3MT7 |  |  | 1 | Replace .. in part code with the coil voltage code from the same price list page | 80
2657 | Siemens | Capacitor Duty Contactor Spares | 3MT7 capacitor duty contactors - Spares for 3MT7 Contactors | 20kvar to 25kvar : 3MT70020 to 3MT70025 | Contactor Coils: 20kvar to 25kvar : 3MT70020 to 3MT70025 |  |  |  |  | Spares for 3MT7 Contactors | Not stocked | 3MT74000L..9M1A |  | 1430 |  | SINOPLUS 3MT7 |  |  | 1 | Replace .. in part code with the coil voltage code from the same price list page | 80
2658 | Siemens | Capacitor Duty Contactor Spares | 3MT7 capacitor duty contactors - Spares for 3MT7 Contactors | 33.3kvar to 60kvar : 3MT70033 to 3MT70075 | Contactor Coils: 33.3kvar to 60kvar : 3MT70033 to 3MT70075 |  |  |  |  | Spares for 3MT7 Contactors | Not stocked | 3MT76000L..9M1A |  | 3690 |  | SINOPLUS 3MT7 |  |  | 1 | Replace .. in part code with the coil voltage code from the same price list page | 80
2659 | Siemens | Capacitor Duty Contactor Spares | 3MT7 capacitor duty contactors - Spares for 3MT7 Contactors | 80kvar to 100kvar : 3MT70080 to 3MT70100 | Contactor Coils: 80kvar to 100kvar : 3MT70080 to 3MT70100 |  |  |  |  | Spares for 3MT7 Contactors | Not stocked | 3MT78000L..9M1A |  | 4025 |  | SINOPLUS 3MT7 |  |  | 1 | Replace .. in part code with the coil voltage code from the same price list page | 80
2660 | Siemens | Capacitor Duty Contactor Spares | 3MT7 capacitor duty contactors - Spares for 3MT7 Contactors | 1NO+1NC | Spare side aux. contact block: 1NO+1NC |  |  |  |  | Spares for 3MT7 Contactors | Not stocked | 3MT70110CL09M1A |  | 905 |  | SINOPLUS 3MT7 |  |  | 10 |  | 80
2661 | Siemens | Capacitor Duty Contactor Spares | 3MT7 capacitor duty contactors - Spares for 3MT7 Contactors | 2NC | Spare side aux. contact block: 2NC |  |  |  |  | Spares for 3MT7 Contactors | Not stocked | 3MT70200CL09M1A |  | 905 |  | SINOPLUS 3MT7 |  |  | 10 |  | 80
2662 | Siemens | APFC Relay | 3MT7 capacitor duty contactors - Automatic Power Factor Correction Relay (APFC relay) | Automatic Power factor correction relay (APFC relay) ¦ 8 Stage with LCD display | [6 empty] | Not stocked | 7UG0571-1FT20 |  | 35670 |  | SINOPLUS 3MT7 |  |  | 1 |  | 80
2663 | Siemens | APFC Relay | 3MT7 capacitor duty contactors - Automatic Power Factor Correction Relay (APFC relay) | 12 Stage with LCD display | [6 empty] | Not stocked | 7UG0572-1GT20 |  | 38210 |  | SINOPLUS 3MT7 |  |  | 1 |  | 80
2664 | Siemens | APFC Relay | 3MT7 capacitor duty contactors - Automatic Power Factor Correction Relay (APFC relay) | 12 stage with LED display | [6 empty] | Not stocked | 7UG0572-1GT21 |  | 21845 |  | SINOPLUS 3MT7 |  |  | 1 |  | 80
2665 | Siemens | Protection Relay | Numerical relays and auxiliary relays - 7SR Numerical Relays | Feeder Protection ¦ Non Drawout ¦ Non Directional overcurrent relay ¦ 6 BI 6 BOs ¦ Measuring current input: 1/5A ¦ Auxiliary voltage: 60 to 240V AC/DC ¦ BI Threshold: 44V AC/DC ¦ Communication: Front USB, RS485 supporting IEC 60870-5-103 /Modbus RTU/DNP 3.0 Protection Functions: 46BC, 46NPS, 49, 50, 51, 50G/N, 51G/N, 50/51 SEF, 74T/ CCS, 81THD, 86 | [6 empty] | Not stocked | 7SR1003-1LA20-2CA0 |  | 173465 |  | Reyrolle 7SR / 7PJ |  |  | 1 |  | 83
2666 | Siemens | Protection Relay | Numerical relays and auxiliary relays - 7SR Numerical Relays | Non Drawout ¦ Directional overcurrent relay ¦ 9 BI 6 BOs ¦ Measuring current input: 1/5A with SEF input ¦ Auxiliary voltage: 60 to 240V AC/DC ¦ BI Threshold: 88V AC/DC ¦ Communication: Front USB, RS485 supporting IEC 60870-5-103 /Modbus RTU/DNP 3.0 Protection Functions: 27/59, 32, 32S, 37, 46BC, 46NPS, 47NPS, 49, 50BF, 51V, 55, 59N, 60CTS, 60VTS, 64H, 67/50, 50SEF, 51G/N, 51SEF, 74T/CCS, 81U/O | [6 empty] | Not stocked | 7SR1004-4KA20-2CA0 |  | 300535 |  | Reyrolle 7SR / 7PJ |  |  | 1 |  | 83
2667 | Siemens | Protection Relay | Numerical relays and auxiliary relays - 7SR Numerical Relays | Drawout ¦ Non Directional overcurrent relay ¦ 6 BI 8 BOs ¦ Measuring current input: 1/5A ¦ Auxiliary voltage: 100 to 230V AC/24 -250VDC ¦ BI Threshold: 19VDC ¦ Communication: Front USB, RS485 supporting IEC 60870-5-103 /Modbus RTU/DNP 3.0 Protection Functions: 46BC, 46NPS, 49, 50, 50AFD, 50BF, 51, 50G/N, 51G/N, 64H, 74T/CCS, 86 | [6 empty] | Not stocked | 7SR1103-1MA12-1CA0 |  | 292850 |  | Reyrolle 7SR / 7PJ |  |  | 1 |  | 83
2668 | Siemens | Protection Relay | Numerical relays and auxiliary relays - 7SR Numerical Relays | Drawout ¦ Directional overcurrent relay ¦ 6 BI 8 BOs ¦ Measuring current input: 1/5A ¦ Auxiliary voltage: 100 to 230V AC/24 -250VDC ¦ BI Threshold: 19VDC ¦ Communication: Front USB, RS485 supporting IEC 60870-5-103 /Modbus RTU/DNP 3.0 Protection Functions: 27, 59, 32, 32S, 37, 46BC, 46NPS, 47, 49, 50, 50AFD, 50BF, 51, 50N, 51N, 51V, 55, 59N, 60CTS, 64H, 67, 74T/CCS, 81U/O, 86 | [6 empty] | Not stocked | 7SR1206-2MA12-1CA0 |  | 326660 |  | Reyrolle 7SR / 7PJ |  |  | 1 |  | 83
2669 | Siemens | Protection Relay | Numerical relays and auxiliary relays - 7SR Numerical Relays | Motor Protection ¦ Non Drawout ¦ Motor Protection Relay ¦ 6 BI 6 BOs ¦ Measuring current input: 1/5A ¦ Auxiliary voltage: 60 to 240V AC/DC ¦ BI Threshold: 44V AC/DC ¦ Communication: Front USB, RS485 supporting IEC 60870-5-103 /Modbus RTU/DNP 3.0 Protection Functions: 14, 37, 46, 46PhRev, 48/66, 49, 50/51, 50G/N, 51G/N, 50BCL, 50BF, 74T/ CCS, 81B | [6 empty] | Not stocked | 7SR1053-2LA21-2EA0 |  | 251785 |  | Reyrolle 7SR / 7PJ |  |  | 1 |  | 83
2670 | Siemens | Protection Relay | Numerical relays and auxiliary relays - 7PJ Auxiliary & Trip Relays | Aux Relays ¦ Auxiliary relay Single Element with self reset contacts with flag, 110V DC, 3NO+2CO, Low burden | [6 empty] | Not stocked | 7PJ1111-6DA20-0AA0 |  | 22270 |  | Reyrolle 7SR / 7PJ |  |  | 1 |  | 83
2671 | Siemens | Protection Relay | Numerical relays and auxiliary relays - 7PJ Auxiliary & Trip Relays | Auxiliary relay Single Element with self reset contacts with flag, 220V DC, 3NO+2CO, Low burden | [6 empty] | Not stocked | 7PJ1111-7DA20-0AA0 |  | 22270 |  | Reyrolle 7SR / 7PJ |  |  | 1 |  | 83
2672 | Siemens | Protection Relay | Numerical relays and auxiliary relays - 7PJ Auxiliary & Trip Relays | Auxiliary relay Single Element with self reset contacts without flag, 110V DC, 3NO+2CO, Low burden | [6 empty] | Not stocked | 7PJ1114-6DA20-0AA0 |  | 22270 |  | Reyrolle 7SR / 7PJ |  |  | 1 |  | 83
2673 | Siemens | Protection Relay | Numerical relays and auxiliary relays - 7PJ Auxiliary & Trip Relays | Auxiliary relay Single Element with self reset contacts without flag, 220V DC, 3NO+2CO, Low burden | [6 empty] | Not stocked | 7PJ1114-7DA20-0AA0 |  | 22270 |  | Reyrolle 7SR / 7PJ |  |  | 1 |  | 83
2674 | Siemens | Protection Relay | Numerical relays and auxiliary relays - 7PJ Auxiliary & Trip Relays | Auxiliary relay Three Element, hand reset with flag, 110V DC, 2NO, Low burden | [6 empty] | Not stocked | 7PJ1132-6CA00-0AA0 |  | 44730 |  | Reyrolle 7SR / 7PJ |  |  | 1 |  | 83
2675 | Siemens | Protection Relay | Numerical relays and auxiliary relays - 7PJ Auxiliary & Trip Relays | Auxiliary relay Three Element, hand reset with flag, 220V DC, 2NO, Low burden | [6 empty] | Not stocked | 7PJ1132-7CA00-0AA0 |  | 44730 |  | Reyrolle 7SR / 7PJ |  |  | 1 |  | 83
2676 | Siemens | Protection Relay | Numerical relays and auxiliary relays - 7PJ Auxiliary & Trip Relays | Trip Relays ¦ Trip relay with hand reset contacts with flag, DC 110V, 4NO+1NC, high burden | [6 empty] | Not stocked | 7PJ1212-6EB01-0AA0 |  | 22270 |  | Reyrolle 7SR / 7PJ |  |  | 1 |  | 83
2677 | Siemens | Protection Relay | Numerical relays and auxiliary relays - 7PJ Auxiliary & Trip Relays | Trip relay with hand reset contacts with flag, DC 220V, 4NO+1NC, high burden | [6 empty] | Not stocked | 7PJ1212-7EB01-0AA0 |  | 22270 |  | Reyrolle 7SR / 7PJ |  |  | 1 |  | 83
2678 | Siemens | Protection Relay | Numerical relays and auxiliary relays - 7PJ Auxiliary & Trip Relays | TCS relay, 2CO, SR, Aux 24-240VAC/DC, BI 24-240VDC | [6 empty] | Not stocked | 7PJ1321-5AA21-0AA0 |  | 40850 |  | Reyrolle 7SR / 7PJ |  |  | 1 |  | 83
2679 | Siemens | MCB | Betagard miniature circuit breakers - Betagard Miniature Circuit Breakers IS/IEC60898-1 | 1P, 240/415 V AC ¦ 0.5 1 2 3 4 6 8 1 7500A / Characteristic B | I n A: 0.5 1 2 3 4 6 8 | MW: 1 | Version: 7500A / Characteristic B |  |  |  | Not stocked | 5SL61066RC |  | Not listed |  | Betagard 5SL | – |  | 1/12 1/12 1/12 1/12 1/12 1/12 1/12 | Price not in this list - refer Siemens Electrical Installations A to Z price list | 87
2680 | Siemens | MCB | Betagard miniature circuit breakers - Betagard Miniature Circuit Breakers IS/IEC60898-1 | 1P, 240/415 V AC ¦ 0.5 1 2 3 4 10 13 1 7500A / Characteristic B | I n A: 0.5 1 2 3 4 10 13 | MW: 1 | Version: 7500A / Characteristic B |  |  |  | Not stocked | 5SL61106RC |  | Not listed |  | Betagard 5SL | – |  | 1/12 1/12 1/12 1/12 1/12 1/12 1/12 | Price not in this list - refer Siemens Electrical Installations A to Z price list | 87
2681 | Siemens | MCB | Betagard miniature circuit breakers - Betagard Miniature Circuit Breakers IS/IEC60898-1 | 1P, 240/415 V AC ¦ 0.5 1 2 3 4 16 1 7500A / Characteristic B | I n A: 0.5 1 2 3 4 16 | MW: 1 | Version: 7500A / Characteristic B |  |  |  | Not stocked | 5SL61166RC |  | Not listed |  | Betagard 5SL |  |  | 1/12 1/12 1/12 1/12 1/12 1/12 | Price not in this list - refer Siemens Electrical Installations A to Z price list | 87
2682 | Siemens | MCB | Betagard miniature circuit breakers - Betagard Miniature Circuit Breakers IS/IEC60898-1 | 1P, 240/415 V AC ¦ 0.5 1 2 3 4 20 1 7500A / Characteristic B | I n A: 0.5 1 2 3 4 20 | MW: 1 | Version: 7500A / Characteristic B |  |  |  | Not stocked | 5SL61206RC |  | Not listed |  | Betagard 5SL |  |  | 1/12 1/12 1/12 1/12 1/12 1/12 | Price not in this list - refer Siemens Electrical Installations A to Z price list | 87
2683 | Siemens | MCB | Betagard miniature circuit breakers - Betagard Miniature Circuit Breakers IS/IEC60898-1 | 1P, 240/415 V AC ¦ 0.5 1 2 3 4 25 1 7500A / Characteristic B | I n A: 0.5 1 2 3 4 25 | MW: 1 | Version: 7500A / Characteristic B |  |  |  | Not stocked | 5SL61256RC |  | Not listed |  | Betagard 5SL |  |  | 1/12 1/12 1/12 1/12 1/12 1/12 | Price not in this list - refer Siemens Electrical Installations A to Z price list | 87
2684 | Siemens | MCB | Betagard miniature circuit breakers - Betagard Miniature Circuit Breakers IS/IEC60898-1 | 1P, 240/415 V AC ¦ 0.5 1 2 3 4 32 1 7500A / Characteristic B | I n A: 0.5 1 2 3 4 32 | MW: 1 | Version: 7500A / Characteristic B |  |  |  | Not stocked | 5SL61326RC |  | Not listed |  | Betagard 5SL |  |  | 1/12 1/12 1/12 1/12 1/12 1/12 | Price not in this list - refer Siemens Electrical Installations A to Z price list | 87
2685 | Siemens | MCB | Betagard miniature circuit breakers - Betagard Miniature Circuit Breakers IS/IEC60898-1 | 1P, 240/415 V AC ¦ 0.5 1 2 3 4 40 1 7500A / Characteristic B | I n A: 0.5 1 2 3 4 40 | MW: 1 | Version: 7500A / Characteristic B |  |  |  | Not stocked | 5SL61406RC |  | Not listed |  | Betagard 5SL |  |  | 1/12 1/12 1/12 1/12 1/12 1/12 | Price not in this list - refer Siemens Electrical Installations A to Z price list | 87
2686 | Siemens | MCB | Betagard miniature circuit breakers - Betagard Miniature Circuit Breakers IS/IEC60898-1 | 1P, 240/415 V AC ¦ 0.5 1 2 3 4 50 1 7500A / Characteristic B | I n A: 0.5 1 2 3 4 50 | MW: 1 | Version: 7500A / Characteristic B |  |  |  | Not stocked | 5SL61506RC |  | Not listed |  | Betagard 5SL |  |  | 1/12 1/12 1/12 1/12 1/12 1/12 | Price not in this list - refer Siemens Electrical Installations A to Z price list | 87
2687 | Siemens | MCB | Betagard miniature circuit breakers - Betagard Miniature Circuit Breakers IS/IEC60898-1 | 1P, 240/415 V AC ¦ 0.5 1 2 3 4 63 1 7500A / Characteristic B | I n A: 0.5 1 2 3 4 63 | MW: 1 | Version: 7500A / Characteristic B |  |  |  | Not stocked | 5SL61636RC |  | Not listed |  | Betagard 5SL |  |  | 1/12 1/12 1/12 1/12 1/12 1/12 | Price not in this list - refer Siemens Electrical Installations A to Z price list | 87
2688 | Siemens | MCB | Betagard miniature circuit breakers - Betagard Miniature Circuit Breakers IS/IEC60898-1 | 1P, 240/415 V AC ¦ 0.5 1 10000A / Characteristic C | I n A: 0.5 | MW: 1 | Version: 10000A / Characteristic C |  |  |  | Not stocked | 5SL61057RC |  | Not listed |  | Betagard 5SL |  |  | 1/12 | Price not in this list - refer Siemens Electrical Installations A to Z price list | 87
2689 | Siemens | MCB | Betagard miniature circuit breakers - Betagard Miniature Circuit Breakers IS/IEC60898-1 | 1P, 240/415 V AC ¦ 1 10000A / Characteristic C | I n A: 1 | Version: 10000A / Characteristic C |  |  |  |  | Not stocked | 5SL61017RC |  | Not listed |  | Betagard 5SL |  |  | 1/12 | Price not in this list - refer Siemens Electrical Installations A to Z price list | 87
2690 | Siemens | MCB | Betagard miniature circuit breakers - Betagard Miniature Circuit Breakers IS/IEC60898-1 | 1P, 240/415 V AC ¦ 2 1 10000A / Characteristic C | I n A: 2 | MW: 1 | Version: 10000A / Characteristic C |  |  |  | Not stocked | 5SL61027RC |  | Not listed |  | Betagard 5SL |  |  | 1/12 | Price not in this list - refer Siemens Electrical Installations A to Z price list | 87
2691 | Siemens | MCB | Betagard miniature circuit breakers - Betagard Miniature Circuit Breakers IS/IEC60898-1 | 1P, 240/415 V AC ¦ 3 1 10000A / Characteristic C | I n A: 3 | MW: 1 | Version: 10000A / Characteristic C |  |  |  | Not stocked | 5SL61037RC |  | Not listed |  | Betagard 5SL |  |  | 1/12 | Price not in this list - refer Siemens Electrical Installations A to Z price list | 87
2692 | Siemens | MCB | Betagard miniature circuit breakers - Betagard Miniature Circuit Breakers IS/IEC60898-1 | 1P, 240/415 V AC ¦ 4 1 10000A / Characteristic C | I n A: 4 | MW: 1 | Version: 10000A / Characteristic C |  |  |  | Not stocked | 5SL61047RC |  | Not listed |  | Betagard 5SL |  |  | 1/12 | Price not in this list - refer Siemens Electrical Installations A to Z price list | 87
2693 | Siemens | MCB | Betagard miniature circuit breakers - Betagard Miniature Circuit Breakers IS/IEC60898-1 | 1P, 240/415 V AC ¦ 6 1 10000A / Characteristic C | I n A: 6 | MW: 1 | Version: 10000A / Characteristic C |  |  |  | Not stocked | 5SL61067RC |  | Not listed |  | Betagard 5SL |  |  | 1/12 | Price not in this list - refer Siemens Electrical Installations A to Z price list | 87
2694 | Siemens | MCB | Betagard miniature circuit breakers - Betagard Miniature Circuit Breakers IS/IEC60898-1 | 1P, 240/415 V AC ¦ 8 1 10000A / Characteristic C | I n A: 8 | MW: 1 | Version: 10000A / Characteristic C |  |  |  | Not stocked | 5SL61087RC |  | Not listed |  | Betagard 5SL |  |  | 1/12 | Price not in this list - refer Siemens Electrical Installations A to Z price list | 87
2695 | Siemens | MCB | Betagard miniature circuit breakers - Betagard Miniature Circuit Breakers IS/IEC60898-1 | 1P, 240/415 V AC ¦ 10 1 10000A / Characteristic C | I n A: 10 | MW: 1 | Version: 10000A / Characteristic C |  |  |  | Not stocked | 5SL61107RC |  | Not listed |  | Betagard 5SL |  |  | 1/12 | Price not in this list - refer Siemens Electrical Installations A to Z price list | 87
2696 | Siemens | MCB | Betagard miniature circuit breakers - Betagard Miniature Circuit Breakers IS/IEC60898-1 | 1P, 240/415 V AC ¦ 13 1 10000A / Characteristic C | I n A: 13 | MW: 1 | Version: 10000A / Characteristic C |  |  |  | Not stocked | 5SL61137RC |  | Not listed |  | Betagard 5SL |  |  | 1/12 | Price not in this list - refer Siemens Electrical Installations A to Z price list | 87
2697 | Siemens | MCB | Betagard miniature circuit breakers - Betagard Miniature Circuit Breakers IS/IEC60898-1 | 1P, 240/415 V AC ¦ 16 1 10000A / Characteristic C | I n A: 16 | MW: 1 | Version: 10000A / Characteristic C |  |  |  | Not stocked | 5SL61167RC |  | Not listed |  | Betagard 5SL |  |  | 1/12 | Price not in this list - refer Siemens Electrical Installations A to Z price list | 87
2698 | Siemens | MCB | Betagard miniature circuit breakers - Betagard Miniature Circuit Breakers IS/IEC60898-1 | 1P, 240/415 V AC ¦ 20 1 10000A / Characteristic C | I n A: 20 | MW: 1 | Version: 10000A / Characteristic C |  |  |  | Not stocked | 5SL61207RC |  | Not listed |  | Betagard 5SL |  |  | 1/12 | Price not in this list - refer Siemens Electrical Installations A to Z price list | 87
2699 | Siemens | MCB | Betagard miniature circuit breakers - Betagard Miniature Circuit Breakers IS/IEC60898-1 | 1P, 240/415 V AC ¦ 25 1 10000A / Characteristic C | I n A: 25 | MW: 1 | Version: 10000A / Characteristic C |  |  |  | Not stocked | 5SL61257RC |  | Not listed |  | Betagard 5SL |  |  | 1/12 | Price not in this list - refer Siemens Electrical Installations A to Z price list | 87
2700 | Siemens | MCB | Betagard miniature circuit breakers - Betagard Miniature Circuit Breakers IS/IEC60898-1 | 1P, 240/415 V AC ¦ 32 1 10000A / Characteristic C | I n A: 32 | MW: 1 | Version: 10000A / Characteristic C |  |  |  | Not stocked | 5SL61327RC |  | Not listed |  | Betagard 5SL |  |  | 1/12 | Price not in this list - refer Siemens Electrical Installations A to Z price list | 87
2701 | Siemens | MCB | Betagard miniature circuit breakers - Betagard Miniature Circuit Breakers IS/IEC60898-1 | 1P, 240/415 V AC ¦ 40 1 10000A / Characteristic C | I n A: 40 | MW: 1 | Version: 10000A / Characteristic C |  |  |  | Not stocked | 5SL61407RC |  | Not listed |  | Betagard 5SL |  |  | 1/12 | Price not in this list - refer Siemens Electrical Installations A to Z price list | 87
2702 | Siemens | MCB | Betagard miniature circuit breakers - Betagard Miniature Circuit Breakers IS/IEC60898-1 | 1P, 240/415 V AC ¦ 50 1 10000A / Characteristic C | I n A: 50 | MW: 1 | Version: 10000A / Characteristic C |  |  |  | Not stocked | 5SL61507RC |  | Not listed |  | Betagard 5SL |  |  | 1/12 | Price not in this list - refer Siemens Electrical Installations A to Z price list | 87
2703 | Siemens | MCB | Betagard miniature circuit breakers - Betagard Miniature Circuit Breakers IS/IEC60898-1 | 1P, 240/415 V AC ¦ 63 1 10000A / Characteristic C | I n A: 63 | MW: 1 | Version: 10000A / Characteristic C |  |  |  | Not stocked | 5SL61637RC |  | Not listed |  | Betagard 5SL |  |  | 1/12 | Price not in this list - refer Siemens Electrical Installations A to Z price list | 87
2704 | Siemens | MCB | Betagard miniature circuit breakers - Betagard Miniature Circuit Breakers IS/IEC60898-1 | 1P, 240/415 V AC ¦ 0.5 1 1 10000A / Characteristic C | I n A: 0.5 1 | MW: 1 | Version: 10000A / Characteristic C |  |  |  | Not stocked | 5SL41057RC |  | Not listed |  | Betagard 5SL | – |  | 1/12 1/12 | Price not in this list - refer Siemens Electrical Installations A to Z price list | 87
2705 | Siemens | MCB | Betagard miniature circuit breakers - Betagard Miniature Circuit Breakers IS/IEC60898-1 | 1P, 240/415 V AC ¦ 2 1 10000A / Characteristic C | I n A: 2 | MW: 1 | Version: 10000A / Characteristic C |  |  |  | Not stocked | 5SL41027RC |  | Not listed |  | Betagard 5SL |  |  | 1/12 | Price not in this list - refer Siemens Electrical Installations A to Z price list | 87
2706 | Siemens | MCB | Betagard miniature circuit breakers - Betagard Miniature Circuit Breakers IS/IEC60898-1 | 1P, 240/415 V AC ¦ 3 1 10000A / Characteristic C | I n A: 3 | MW: 1 | Version: 10000A / Characteristic C |  |  |  | Not stocked | 5SL41037RC |  | Not listed |  | Betagard 5SL |  |  | 1/12 | Price not in this list - refer Siemens Electrical Installations A to Z price list | 87
2707 | Siemens | MCB | Betagard miniature circuit breakers - Betagard Miniature Circuit Breakers IS/IEC60898-1 | 1P, 240/415 V AC ¦ 4 1 10000A / Characteristic C | I n A: 4 | MW: 1 | Version: 10000A / Characteristic C |  |  |  | Not stocked | 5SL41047RC |  | Not listed |  | Betagard 5SL |  |  | 1/12 | Price not in this list - refer Siemens Electrical Installations A to Z price list | 87
2708 | Siemens | MCB | Betagard miniature circuit breakers - Betagard Miniature Circuit Breakers IS/IEC60898-1 | 1P, 240/415 V AC ¦ 6 1 10000A / Characteristic C | I n A: 6 | MW: 1 | Version: 10000A / Characteristic C |  |  |  | Not stocked | 5SL41067RC |  | Not listed |  | Betagard 5SL |  |  | 1/12 | Price not in this list - refer Siemens Electrical Installations A to Z price list | 87
2709 | Siemens | MCB | Betagard miniature circuit breakers - Betagard Miniature Circuit Breakers IS/IEC60898-1 | 1P, 240/415 V AC ¦ 8 1 10000A / Characteristic C | I n A: 8 | MW: 1 | Version: 10000A / Characteristic C |  |  |  | Not stocked | 5SL41087RC |  | Not listed |  | Betagard 5SL |  |  | 1/12 | Price not in this list - refer Siemens Electrical Installations A to Z price list | 87
2710 | Siemens | MCB | Betagard miniature circuit breakers - Betagard Miniature Circuit Breakers IS/IEC60898-1 | 1P, 240/415 V AC ¦ 10 1 10000A / Characteristic C | I n A: 10 | MW: 1 | Version: 10000A / Characteristic C |  |  |  | Not stocked | 5SL41107RC |  | Not listed |  | Betagard 5SL |  |  | 1/12 | Price not in this list - refer Siemens Electrical Installations A to Z price list | 87
2711 | Siemens | MCB | Betagard miniature circuit breakers - Betagard Miniature Circuit Breakers IS/IEC60898-1 | 1P, 240/415 V AC ¦ 13 1 10000A / Characteristic C | I n A: 13 | MW: 1 | Version: 10000A / Characteristic C |  |  |  | Not stocked | 5SL41137RC |  | Not listed |  | Betagard 5SL |  |  | 1/12 | Price not in this list - refer Siemens Electrical Installations A to Z price list | 87
2712 | Siemens | MCB | Betagard miniature circuit breakers - Betagard Miniature Circuit Breakers IS/IEC60898-1 | 1P, 240/415 V AC ¦ 16 1 10000A / Characteristic C | I n A: 16 | MW: 1 | Version: 10000A / Characteristic C |  |  |  | Not stocked | 5SL41167RC |  | Not listed |  | Betagard 5SL |  |  | 1/12 | Price not in this list - refer Siemens Electrical Installations A to Z price list | 87
2713 | Siemens | MCB | Betagard miniature circuit breakers - Betagard Miniature Circuit Breakers IS/IEC60898-1 | 1P, 240/415 V AC ¦ 20 1 10000A / Characteristic C | I n A: 20 | MW: 1 | Version: 10000A / Characteristic C |  |  |  | Not stocked | 5SL41207RC |  | Not listed |  | Betagard 5SL |  |  | 1/12 | Price not in this list - refer Siemens Electrical Installations A to Z price list | 87
2714 | Siemens | MCB | Betagard miniature circuit breakers - Betagard Miniature Circuit Breakers IS/IEC60898-1 | 1P, 240/415 V AC ¦ 25 1 10000A / Characteristic C | I n A: 25 | MW: 1 | Version: 10000A / Characteristic C |  |  |  | Not stocked | 5SL41257RC |  | Not listed |  | Betagard 5SL |  |  | 1/12 | Price not in this list - refer Siemens Electrical Installations A to Z price list | 87
2715 | Siemens | MCB | Betagard miniature circuit breakers - Betagard Miniature Circuit Breakers IS/IEC60898-1 | 1P, 240/415 V AC ¦ 32 1 10000A / Characteristic C | I n A: 32 | MW: 1 | Version: 10000A / Characteristic C |  |  |  | Not stocked | 5SL41327RC |  | Not listed |  | Betagard 5SL |  |  | 1/12 | Price not in this list - refer Siemens Electrical Installations A to Z price list | 87
2716 | Siemens | MCB | Betagard miniature circuit breakers - Betagard Miniature Circuit Breakers IS/IEC60898-1 | 1P, 240/415 V AC ¦ 40 1 10000A / Characteristic C | I n A: 40 | MW: 1 | Version: 10000A / Characteristic C |  |  |  | Not stocked | 5SL41407RC |  | Not listed |  | Betagard 5SL |  |  | 1/12 | Price not in this list - refer Siemens Electrical Installations A to Z price list | 87
2717 | Siemens | MCB | Betagard miniature circuit breakers - Betagard Miniature Circuit Breakers IS/IEC60898-1 | 1P, 240/415 V AC ¦ 50 1 10000A / Characteristic C | I n A: 50 | MW: 1 | Version: 10000A / Characteristic C |  |  |  | Not stocked | 5SL41507RC |  | Not listed |  | Betagard 5SL |  |  | 1/12 | Price not in this list - refer Siemens Electrical Installations A to Z price list | 87
2718 | Siemens | MCB | Betagard miniature circuit breakers - Betagard Miniature Circuit Breakers IS/IEC60898-1 | 1P, 240/415 V AC ¦ 63 1 10000A / Characteristic C | I n A: 63 | MW: 1 | Version: 10000A / Characteristic C |  |  |  | Not stocked | 5SL41637RC |  | Not listed |  | Betagard 5SL |  |  | 1/12 | Price not in this list - refer Siemens Electrical Installations A to Z price list | 87
2719 | Siemens | MCB | Betagard miniature circuit breakers - Betagard Miniature Circuit Breakers IS/IEC60898-1 | 2P, 415 V AC ¦ 0.5 1 2 3 4 6 8 2 7500A / Characteristic B | I n A: 0.5 1 2 3 4 6 8 | MW: 2 | Version: 7500A / Characteristic B |  |  |  | Not stocked | 5SL62066RC |  | Not listed |  | Betagard 5SL | – |  | 1/6 1/6 1/6 1/6 1/6 1/6 1/6 | Price not in this list - refer Siemens Electrical Installations A to Z price list | 87
2720 | Siemens | MCB | Betagard miniature circuit breakers - Betagard Miniature Circuit Breakers IS/IEC60898-1 | 2P, 415 V AC ¦ 0.5 1 2 3 4 10 13 2 7500A / Characteristic B | I n A: 0.5 1 2 3 4 10 13 | MW: 2 | Version: 7500A / Characteristic B |  |  |  | Not stocked | 5SL62106RC |  | Not listed |  | Betagard 5SL | – |  | 1/6 1/6 1/6 1/6 1/6 1/6 1/6 | Price not in this list - refer Siemens Electrical Installations A to Z price list | 87
2721 | Siemens | MCB | Betagard miniature circuit breakers - Betagard Miniature Circuit Breakers IS/IEC60898-1 | 2P, 415 V AC ¦ 0.5 1 2 3 4 16 2 7500A / Characteristic B | I n A: 0.5 1 2 3 4 16 | MW: 2 | Version: 7500A / Characteristic B |  |  |  | Not stocked | 5SL62166RC |  | Not listed |  | Betagard 5SL |  |  | 1/6 1/6 1/6 1/6 1/6 1/6 | Price not in this list - refer Siemens Electrical Installations A to Z price list | 87
2722 | Siemens | MCB | Betagard miniature circuit breakers - Betagard Miniature Circuit Breakers IS/IEC60898-1 | 2P, 415 V AC ¦ 0.5 1 2 3 4 20 2 7500A / Characteristic B | I n A: 0.5 1 2 3 4 20 | MW: 2 | Version: 7500A / Characteristic B |  |  |  | Not stocked | 5SL62206RC |  | Not listed |  | Betagard 5SL |  |  | 1/6 1/6 1/6 1/6 1/6 1/6 | Price not in this list - refer Siemens Electrical Installations A to Z price list | 87
2723 | Siemens | MCB | Betagard miniature circuit breakers - Betagard Miniature Circuit Breakers IS/IEC60898-1 | 2P, 415 V AC ¦ 0.5 1 2 3 4 25 2 7500A / Characteristic B | I n A: 0.5 1 2 3 4 25 | MW: 2 | Version: 7500A / Characteristic B |  |  |  | Not stocked | 5SL62256RC |  | Not listed |  | Betagard 5SL |  |  | 1/6 1/6 1/6 1/6 1/6 1/6 | Price not in this list - refer Siemens Electrical Installations A to Z price list | 87
2724 | Siemens | MCB | Betagard miniature circuit breakers - Betagard Miniature Circuit Breakers IS/IEC60898-1 | 2P, 415 V AC ¦ 0.5 1 2 3 4 32 2 7500A / Characteristic B | I n A: 0.5 1 2 3 4 32 | MW: 2 | Version: 7500A / Characteristic B |  |  |  | Not stocked | 5SL62326RC |  | Not listed |  | Betagard 5SL |  |  | 1/6 1/6 1/6 1/6 1/6 1/6 | Price not in this list - refer Siemens Electrical Installations A to Z price list | 87
2725 | Siemens | MCB | Betagard miniature circuit breakers - Betagard Miniature Circuit Breakers IS/IEC60898-1 | 2P, 415 V AC ¦ 0.5 1 2 3 4 40 2 7500A / Characteristic B | I n A: 0.5 1 2 3 4 40 | MW: 2 | Version: 7500A / Characteristic B |  |  |  | Not stocked | 5SL62406RC |  | Not listed |  | Betagard 5SL |  |  | 1/6 1/6 1/6 1/6 1/6 1/6 | Price not in this list - refer Siemens Electrical Installations A to Z price list | 87
2726 | Siemens | MCB | Betagard miniature circuit breakers - Betagard Miniature Circuit Breakers IS/IEC60898-1 | 2P, 415 V AC ¦ 0.5 1 2 3 4 50 2 7500A / Characteristic B | I n A: 0.5 1 2 3 4 50 | MW: 2 | Version: 7500A / Characteristic B |  |  |  | Not stocked | 5SL62506RC |  | Not listed |  | Betagard 5SL |  |  | 1/6 1/6 1/6 1/6 1/6 1/6 | Price not in this list - refer Siemens Electrical Installations A to Z price list | 87
2727 | Siemens | MCB | Betagard miniature circuit breakers - Betagard Miniature Circuit Breakers IS/IEC60898-1 | 2P, 415 V AC ¦ 0.5 1 2 3 4 63 2 7500A / Characteristic B | I n A: 0.5 1 2 3 4 63 | MW: 2 | Version: 7500A / Characteristic B |  |  |  | Not stocked | 5SL62636RC |  | Not listed |  | Betagard 5SL |  |  | 1/6 1/6 1/6 1/6 1/6 1/6 | Price not in this list - refer Siemens Electrical Installations A to Z price list | 87
2728 | Siemens | MCB | Betagard miniature circuit breakers - Betagard Miniature Circuit Breakers IS/IEC60898-1 | 2P, 415 V AC ¦ 0.5 2 10000A / Characteristic C | I n A: 0.5 | MW: 2 | Version: 10000A / Characteristic C |  |  |  | Not stocked | 5SL62057RC |  | Not listed |  | Betagard 5SL |  |  | 1/6 | Price not in this list - refer Siemens Electrical Installations A to Z price list | 87
2729 | Siemens | MCB | Betagard miniature circuit breakers - Betagard Miniature Circuit Breakers IS/IEC60898-1 | 2P, 415 V AC ¦ 1 2 10000A / Characteristic C | I n A: 1 | MW: 2 | Version: 10000A / Characteristic C |  |  |  | Not stocked | 5SL62017RC |  | Not listed |  | Betagard 5SL |  |  | 1/6 | Price not in this list - refer Siemens Electrical Installations A to Z price list | 87
2730 | Siemens | MCB | Betagard miniature circuit breakers - Betagard Miniature Circuit Breakers IS/IEC60898-1 | 2P, 415 V AC ¦ 2 10000A / Characteristic C | I n A: 2 | Version: 10000A / Characteristic C |  |  |  |  | Not stocked | 5SL62027RC |  | Not listed |  | Betagard 5SL |  |  | 1/6 | Price not in this list - refer Siemens Electrical Installations A to Z price list | 87
2731 | Siemens | MCB | Betagard miniature circuit breakers - Betagard Miniature Circuit Breakers IS/IEC60898-1 | 2P, 415 V AC ¦ 3 2 10000A / Characteristic C | I n A: 3 | MW: 2 | Version: 10000A / Characteristic C |  |  |  | Not stocked | 5SL62037RC |  | Not listed |  | Betagard 5SL |  |  | 1/6 | Price not in this list - refer Siemens Electrical Installations A to Z price list | 87
2732 | Siemens | MCB | Betagard miniature circuit breakers - Betagard Miniature Circuit Breakers IS/IEC60898-1 | 2P, 415 V AC ¦ 4 2 10000A / Characteristic C | I n A: 4 | MW: 2 | Version: 10000A / Characteristic C |  |  |  | Not stocked | 5SL62047RC |  | Not listed |  | Betagard 5SL |  |  | 1/6 | Price not in this list - refer Siemens Electrical Installations A to Z price list | 87
2733 | Siemens | MCB | Betagard miniature circuit breakers - Betagard Miniature Circuit Breakers IS/IEC60898-1 | 2P, 415 V AC ¦ 6 2 10000A / Characteristic C | I n A: 6 | MW: 2 | Version: 10000A / Characteristic C |  |  |  | Not stocked | 5SL62067RC |  | Not listed |  | Betagard 5SL |  |  | 1/6 | Price not in this list - refer Siemens Electrical Installations A to Z price list | 87
2734 | Siemens | MCB | Betagard miniature circuit breakers - Betagard Miniature Circuit Breakers IS/IEC60898-1 | 2P, 415 V AC ¦ 8 2 10000A / Characteristic C | I n A: 8 | MW: 2 | Version: 10000A / Characteristic C |  |  |  | Not stocked | 5SL62087RC |  | Not listed |  | Betagard 5SL |  |  | 1/6 | Price not in this list - refer Siemens Electrical Installations A to Z price list | 87
2735 | Siemens | MCB | Betagard miniature circuit breakers - Betagard Miniature Circuit Breakers IS/IEC60898-1 | 2P, 415 V AC ¦ 10 2 10000A / Characteristic C | I n A: 10 | MW: 2 | Version: 10000A / Characteristic C |  |  |  | Not stocked | 5SL62107RC |  | Not listed |  | Betagard 5SL |  |  | 1/6 | Price not in this list - refer Siemens Electrical Installations A to Z price list | 87
2736 | Siemens | MCB | Betagard miniature circuit breakers - Betagard Miniature Circuit Breakers IS/IEC60898-1 | 2P, 415 V AC ¦ 13 2 10000A / Characteristic C | I n A: 13 | MW: 2 | Version: 10000A / Characteristic C |  |  |  | Not stocked | 5SL62137RC |  | Not listed |  | Betagard 5SL |  |  | 1/6 | Price not in this list - refer Siemens Electrical Installations A to Z price list | 87
2737 | Siemens | MCB | Betagard miniature circuit breakers - Betagard Miniature Circuit Breakers IS/IEC60898-1 | 2P, 415 V AC ¦ 16 2 10000A / Characteristic C | I n A: 16 | MW: 2 | Version: 10000A / Characteristic C |  |  |  | Not stocked | 5SL62167RC |  | Not listed |  | Betagard 5SL |  |  | 1/6 | Price not in this list - refer Siemens Electrical Installations A to Z price list | 87
2738 | Siemens | MCB | Betagard miniature circuit breakers - Betagard Miniature Circuit Breakers IS/IEC60898-1 | 2P, 415 V AC ¦ 20 2 10000A / Characteristic C | I n A: 20 | MW: 2 | Version: 10000A / Characteristic C |  |  |  | Not stocked | 5SL62207RC |  | Not listed |  | Betagard 5SL |  |  | 1/6 | Price not in this list - refer Siemens Electrical Installations A to Z price list | 87
2739 | Siemens | MCB | Betagard miniature circuit breakers - Betagard Miniature Circuit Breakers IS/IEC60898-1 | 2P, 415 V AC ¦ 25 2 10000A / Characteristic C | I n A: 25 | MW: 2 | Version: 10000A / Characteristic C |  |  |  | Not stocked | 5SL62257RC |  | Not listed |  | Betagard 5SL |  |  | 1/6 | Price not in this list - refer Siemens Electrical Installations A to Z price list | 87
2740 | Siemens | MCB | Betagard miniature circuit breakers - Betagard Miniature Circuit Breakers IS/IEC60898-1 | 2P, 415 V AC ¦ 32 2 10000A / Characteristic C | I n A: 32 | MW: 2 | Version: 10000A / Characteristic C |  |  |  | Not stocked | 5SL62327RC |  | Not listed |  | Betagard 5SL |  |  | 1/6 | Price not in this list - refer Siemens Electrical Installations A to Z price list | 87
2741 | Siemens | MCB | Betagard miniature circuit breakers - Betagard Miniature Circuit Breakers IS/IEC60898-1 | 2P, 415 V AC ¦ 40 2 10000A / Characteristic C | I n A: 40 | MW: 2 | Version: 10000A / Characteristic C |  |  |  | Not stocked | 5SL62407RC |  | Not listed |  | Betagard 5SL |  |  | 1/6 | Price not in this list - refer Siemens Electrical Installations A to Z price list | 87
2742 | Siemens | MCB | Betagard miniature circuit breakers - Betagard Miniature Circuit Breakers IS/IEC60898-1 | 2P, 415 V AC ¦ 50 2 10000A / Characteristic C | I n A: 50 | MW: 2 | Version: 10000A / Characteristic C |  |  |  | Not stocked | 5SL62507RC |  | Not listed |  | Betagard 5SL |  |  | 1/6 | Price not in this list - refer Siemens Electrical Installations A to Z price list | 87
2743 | Siemens | MCB | Betagard miniature circuit breakers - Betagard Miniature Circuit Breakers IS/IEC60898-1 | 2P, 415 V AC ¦ 63 2 10000A / Characteristic C | I n A: 63 | MW: 2 | Version: 10000A / Characteristic C |  |  |  | Not stocked | 5SL62637RC |  | Not listed |  | Betagard 5SL |  |  | 1/6 | Price not in this list - refer Siemens Electrical Installations A to Z price list | 87
2744 | Siemens | MCB | Betagard miniature circuit breakers - Betagard Miniature Circuit Breakers IS/IEC60898-1 | 2P, 415 V AC ¦ 0.5 1 2 10000A / Characteristic C | I n A: 0.5 1 | MW: 2 | Version: 10000A / Characteristic C |  |  |  | Not stocked | 5SL42057RC |  | Not listed |  | Betagard 5SL | – |  | 1/6 1/6 | Price not in this list - refer Siemens Electrical Installations A to Z price list | 87
2745 | Siemens | MCB | Betagard miniature circuit breakers - Betagard Miniature Circuit Breakers IS/IEC60898-1 | 2P, 415 V AC ¦ 2 10000A / Characteristic C | I n A: 2 | Version: 10000A / Characteristic C |  |  |  |  | Not stocked | 5SL42027RC |  | Not listed |  | Betagard 5SL |  |  | 1/6 | Price not in this list - refer Siemens Electrical Installations A to Z price list | 87
2746 | Siemens | MCB | Betagard miniature circuit breakers - Betagard Miniature Circuit Breakers IS/IEC60898-1 | 2P, 415 V AC ¦ 3 2 10000A / Characteristic C | I n A: 3 | MW: 2 | Version: 10000A / Characteristic C |  |  |  | Not stocked | 5SL42037RC |  | Not listed |  | Betagard 5SL |  |  | 1/6 | Price not in this list - refer Siemens Electrical Installations A to Z price list | 87
2747 | Siemens | MCB | Betagard miniature circuit breakers - Betagard Miniature Circuit Breakers IS/IEC60898-1 | 2P, 415 V AC ¦ 4 2 10000A / Characteristic C | I n A: 4 | MW: 2 | Version: 10000A / Characteristic C |  |  |  | Not stocked | 5SL42047RC |  | Not listed |  | Betagard 5SL |  |  | 1/6 | Price not in this list - refer Siemens Electrical Installations A to Z price list | 87
2748 | Siemens | MCB | Betagard miniature circuit breakers - Betagard Miniature Circuit Breakers IS/IEC60898-1 | 2P, 415 V AC ¦ 6 2 10000A / Characteristic C | I n A: 6 | MW: 2 | Version: 10000A / Characteristic C |  |  |  | Not stocked | 5SL42067RC |  | Not listed |  | Betagard 5SL |  |  | 1/6 | Price not in this list - refer Siemens Electrical Installations A to Z price list | 87
2749 | Siemens | MCB | Betagard miniature circuit breakers - Betagard Miniature Circuit Breakers IS/IEC60898-1 | 2P, 415 V AC ¦ 8 2 10000A / Characteristic C | I n A: 8 | MW: 2 | Version: 10000A / Characteristic C |  |  |  | Not stocked | 5SL42087RC |  | Not listed |  | Betagard 5SL |  |  | 1/6 | Price not in this list - refer Siemens Electrical Installations A to Z price list | 87
2750 | Siemens | MCB | Betagard miniature circuit breakers - Betagard Miniature Circuit Breakers IS/IEC60898-1 | 2P, 415 V AC ¦ 10 2 10000A / Characteristic C | I n A: 10 | MW: 2 | Version: 10000A / Characteristic C |  |  |  | Not stocked | 5SL42107RC |  | Not listed |  | Betagard 5SL |  |  | 1/6 | Price not in this list - refer Siemens Electrical Installations A to Z price list | 87
2751 | Siemens | MCB | Betagard miniature circuit breakers - Betagard Miniature Circuit Breakers IS/IEC60898-1 | 2P, 415 V AC ¦ 13 2 10000A / Characteristic C | I n A: 13 | MW: 2 | Version: 10000A / Characteristic C |  |  |  | Not stocked | 5SL42137RC |  | Not listed |  | Betagard 5SL |  |  | 1/6 | Price not in this list - refer Siemens Electrical Installations A to Z price list | 87
2752 | Siemens | MCB | Betagard miniature circuit breakers - Betagard Miniature Circuit Breakers IS/IEC60898-1 | 2P, 415 V AC ¦ 16 2 10000A / Characteristic C | I n A: 16 | MW: 2 | Version: 10000A / Characteristic C |  |  |  | Not stocked | 5SL42167RC |  | Not listed |  | Betagard 5SL |  |  | 1/6 | Price not in this list - refer Siemens Electrical Installations A to Z price list | 87
2753 | Siemens | MCB | Betagard miniature circuit breakers - Betagard Miniature Circuit Breakers IS/IEC60898-1 | 2P, 415 V AC ¦ 20 2 10000A / Characteristic C | I n A: 20 | MW: 2 | Version: 10000A / Characteristic C |  |  |  | Not stocked | 5SL42207RC |  | Not listed |  | Betagard 5SL |  |  | 1/6 | Price not in this list - refer Siemens Electrical Installations A to Z price list | 87
2754 | Siemens | MCB | Betagard miniature circuit breakers - Betagard Miniature Circuit Breakers IS/IEC60898-1 | 2P, 415 V AC ¦ 25 2 10000A / Characteristic C | I n A: 25 | MW: 2 | Version: 10000A / Characteristic C |  |  |  | Not stocked | 5SL42257RC |  | Not listed |  | Betagard 5SL |  |  | 1/6 | Price not in this list - refer Siemens Electrical Installations A to Z price list | 87
2755 | Siemens | MCB | Betagard miniature circuit breakers - Betagard Miniature Circuit Breakers IS/IEC60898-1 | 2P, 415 V AC ¦ 32 2 10000A / Characteristic C | I n A: 32 | MW: 2 | Version: 10000A / Characteristic C |  |  |  | Not stocked | 5SL42327RC |  | Not listed |  | Betagard 5SL |  |  | 1/6 | Price not in this list - refer Siemens Electrical Installations A to Z price list | 87
2756 | Siemens | MCB | Betagard miniature circuit breakers - Betagard Miniature Circuit Breakers IS/IEC60898-1 | 2P, 415 V AC ¦ 40 2 10000A / Characteristic C | I n A: 40 | MW: 2 | Version: 10000A / Characteristic C |  |  |  | Not stocked | 5SL42407RC |  | Not listed |  | Betagard 5SL |  |  | 1/6 | Price not in this list - refer Siemens Electrical Installations A to Z price list | 87
2757 | Siemens | MCB | Betagard miniature circuit breakers - Betagard Miniature Circuit Breakers IS/IEC60898-1 | 2P, 415 V AC ¦ 50 2 10000A / Characteristic C | I n A: 50 | MW: 2 | Version: 10000A / Characteristic C |  |  |  | Not stocked | 5SL42507RC |  | Not listed |  | Betagard 5SL |  |  | 1/6 | Price not in this list - refer Siemens Electrical Installations A to Z price list | 87
2758 | Siemens | MCB | Betagard miniature circuit breakers - Betagard Miniature Circuit Breakers IS/IEC60898-1 | 2P, 415 V AC ¦ 63 2 10000A / Characteristic C | I n A: 63 | MW: 2 | Version: 10000A / Characteristic C |  |  |  | Not stocked | 5SL42637RC |  | Not listed |  | Betagard 5SL |  |  | 1/6 | Price not in this list - refer Siemens Electrical Installations A to Z price list | 87
2759 | Siemens | MCB | Betagard miniature circuit breakers - Betagard Miniature Circuit Breakers IS/IEC60898-1 | 3P, 415 V AC ¦ 0.5 1 2 3 4 6 8 3 7500A / Characteristic B | I n A: 0.5 1 2 3 4 6 8 | MW: 3 | Version: 7500A / Characteristic B |  |  |  | Not stocked | 5SL63066RC |  | Not listed |  | Betagard 5SL | – |  | 1/4 1/4 1/4 1/4 1/4 1/4 1/4 | Price not in this list - refer Siemens Electrical Installations A to Z price list | 87
2760 | Siemens | MCB | Betagard miniature circuit breakers - Betagard Miniature Circuit Breakers IS/IEC60898-1 | 3P, 415 V AC ¦ 0.5 1 2 3 4 10 13 3 7500A / Characteristic B | I n A: 0.5 1 2 3 4 10 13 | MW: 3 | Version: 7500A / Characteristic B |  |  |  | Not stocked | 5SL63106RC |  | Not listed |  | Betagard 5SL | – |  | 1/4 1/4 1/4 1/4 1/4 1/4 1/4 | Price not in this list - refer Siemens Electrical Installations A to Z price list | 87
2761 | Siemens | MCB | Betagard miniature circuit breakers - Betagard Miniature Circuit Breakers IS/IEC60898-1 | 3P, 415 V AC ¦ 0.5 1 2 3 4 16 3 7500A / Characteristic B | I n A: 0.5 1 2 3 4 16 | MW: 3 | Version: 7500A / Characteristic B |  |  |  | Not stocked | 5SL63166RC |  | Not listed |  | Betagard 5SL |  |  | 1/4 1/4 1/4 1/4 1/4 1/4 | Price not in this list - refer Siemens Electrical Installations A to Z price list | 87
2762 | Siemens | MCB | Betagard miniature circuit breakers - Betagard Miniature Circuit Breakers IS/IEC60898-1 | 3P, 415 V AC ¦ 0.5 1 2 3 4 20 3 7500A / Characteristic B | I n A: 0.5 1 2 3 4 20 | MW: 3 | Version: 7500A / Characteristic B |  |  |  | Not stocked | 5SL63206RC |  | Not listed |  | Betagard 5SL |  |  | 1/4 1/4 1/4 1/4 1/4 1/4 | Price not in this list - refer Siemens Electrical Installations A to Z price list | 87
2763 | Siemens | MCB | Betagard miniature circuit breakers - Betagard Miniature Circuit Breakers IS/IEC60898-1 | 3P, 415 V AC ¦ 0.5 1 2 3 4 25 3 7500A / Characteristic B | I n A: 0.5 1 2 3 4 25 | MW: 3 | Version: 7500A / Characteristic B |  |  |  | Not stocked | 5SL63256RC |  | Not listed |  | Betagard 5SL |  |  | 1/4 1/4 1/4 1/4 1/4 1/4 | Price not in this list - refer Siemens Electrical Installations A to Z price list | 87
2764 | Siemens | MCB | Betagard miniature circuit breakers - Betagard Miniature Circuit Breakers IS/IEC60898-1 | 3P, 415 V AC ¦ 0.5 1 2 3 4 32 3 7500A / Characteristic B | I n A: 0.5 1 2 3 4 32 | MW: 3 | Version: 7500A / Characteristic B |  |  |  | Not stocked | 5SL63326RC |  | Not listed |  | Betagard 5SL |  |  | 1/4 1/4 1/4 1/4 1/4 1/4 | Price not in this list - refer Siemens Electrical Installations A to Z price list | 87
2765 | Siemens | MCB | Betagard miniature circuit breakers - Betagard Miniature Circuit Breakers IS/IEC60898-1 | 3P, 415 V AC ¦ 0.5 1 2 3 4 40 3 7500A / Characteristic B | I n A: 0.5 1 2 3 4 40 | MW: 3 | Version: 7500A / Characteristic B |  |  |  | Not stocked | 5SL63406RC |  | Not listed |  | Betagard 5SL |  |  | 1/4 1/4 1/4 1/4 1/4 1/4 | Price not in this list - refer Siemens Electrical Installations A to Z price list | 87
2766 | Siemens | MCB | Betagard miniature circuit breakers - Betagard Miniature Circuit Breakers IS/IEC60898-1 | 3P, 415 V AC ¦ 0.5 1 2 3 4 50 3 7500A / Characteristic B | I n A: 0.5 1 2 3 4 50 | MW: 3 | Version: 7500A / Characteristic B |  |  |  | Not stocked | 5SL63506RC |  | Not listed |  | Betagard 5SL |  |  | 1/4 1/4 1/4 1/4 1/4 1/4 | Price not in this list - refer Siemens Electrical Installations A to Z price list | 87
2767 | Siemens | MCB | Betagard miniature circuit breakers - Betagard Miniature Circuit Breakers IS/IEC60898-1 | 3P, 415 V AC ¦ 0.5 1 2 3 4 63 3 7500A / Characteristic B | I n A: 0.5 1 2 3 4 63 | MW: 3 | Version: 7500A / Characteristic B |  |  |  | Not stocked | 5SL63636RC |  | Not listed |  | Betagard 5SL |  |  | 1/4 1/4 1/4 1/4 1/4 1/4 | Price not in this list - refer Siemens Electrical Installations A to Z price list | 87
2768 | Siemens | MCB | Betagard miniature circuit breakers - Betagard Miniature Circuit Breakers IS/IEC60898-1 | 3P, 415 V AC ¦ 0.5 3 10000A / Characteristic C | I n A: 0.5 | MW: 3 | Version: 10000A / Characteristic C |  |  |  | Not stocked | 5SL63057RC |  | Not listed |  | Betagard 5SL |  |  | 1/4 | Price not in this list - refer Siemens Electrical Installations A to Z price list | 87
2769 | Siemens | MCB | Betagard miniature circuit breakers - Betagard Miniature Circuit Breakers IS/IEC60898-1 | 3P, 415 V AC ¦ 1 3 10000A / Characteristic C | I n A: 1 | MW: 3 | Version: 10000A / Characteristic C |  |  |  | Not stocked | 5SL63017RC |  | Not listed |  | Betagard 5SL |  |  | 1/4 | Price not in this list - refer Siemens Electrical Installations A to Z price list | 87
2770 | Siemens | MCB | Betagard miniature circuit breakers - Betagard Miniature Circuit Breakers IS/IEC60898-1 | 3P, 415 V AC ¦ 2 3 3 10000A / Characteristic C | I n A: 2 3 | MW: 3 | Version: 10000A / Characteristic C |  |  |  | Not stocked | 5SL63027RC |  | Not listed |  | Betagard 5SL | – |  | 1/4 1/4 | Price not in this list - refer Siemens Electrical Installations A to Z price list | 87
2771 | Siemens | MCB | Betagard miniature circuit breakers - Betagard Miniature Circuit Breakers IS/IEC60898-1 | 3P, 415 V AC ¦ 4 3 10000A / Characteristic C | I n A: 4 | MW: 3 | Version: 10000A / Characteristic C |  |  |  | Not stocked | 5SL63047RC |  | Not listed |  | Betagard 5SL |  |  | 1/4 | Price not in this list - refer Siemens Electrical Installations A to Z price list | 87
2772 | Siemens | MCB | Betagard miniature circuit breakers - Betagard Miniature Circuit Breakers IS/IEC60898-1 | 3P, 415 V AC ¦ 6 8 3 10000A / Characteristic C | I n A: 6 8 | MW: 3 | Version: 10000A / Characteristic C |  |  |  | Not stocked | 5SL63067RC |  | Not listed |  | Betagard 5SL | – |  | 1/4 1/4 | Price not in this list - refer Siemens Electrical Installations A to Z price list | 87
2773 | Siemens | MCB | Betagard miniature circuit breakers - Betagard Miniature Circuit Breakers IS/IEC60898-1 | 3P, 415 V AC ¦ 10 13 3 10000A / Characteristic C | I n A: 10 13 | MW: 3 | Version: 10000A / Characteristic C |  |  |  | Not stocked | 5SL63107RC |  | Not listed |  | Betagard 5SL | – |  | 1/4 1/4 | Price not in this list - refer Siemens Electrical Installations A to Z price list | 87
2774 | Siemens | MCB | Betagard miniature circuit breakers - Betagard Miniature Circuit Breakers IS/IEC60898-1 | 3P, 415 V AC ¦ 16 3 10000A / Characteristic C | I n A: 16 | MW: 3 | Version: 10000A / Characteristic C |  |  |  | Not stocked | 5SL63167RC |  | Not listed |  | Betagard 5SL |  |  | 1/4 | Price not in this list - refer Siemens Electrical Installations A to Z price list | 87
2775 | Siemens | MCB | Betagard miniature circuit breakers - Betagard Miniature Circuit Breakers IS/IEC60898-1 | 3P, 415 V AC ¦ 20 3 10000A / Characteristic C | I n A: 20 | MW: 3 | Version: 10000A / Characteristic C |  |  |  | Not stocked | 5SL63207RC |  | Not listed |  | Betagard 5SL |  |  | 1/4 | Price not in this list - refer Siemens Electrical Installations A to Z price list | 87
2776 | Siemens | MCB | Betagard miniature circuit breakers - Betagard Miniature Circuit Breakers IS/IEC60898-1 | 3P, 415 V AC ¦ 25 3 10000A / Characteristic C | I n A: 25 | MW: 3 | Version: 10000A / Characteristic C |  |  |  | Not stocked | 5SL63257RC |  | Not listed |  | Betagard 5SL |  |  | 1/4 | Price not in this list - refer Siemens Electrical Installations A to Z price list | 87
2777 | Siemens | MCB | Betagard miniature circuit breakers - Betagard Miniature Circuit Breakers IS/IEC60898-1 | 3P, 415 V AC ¦ 32 3 10000A / Characteristic C | I n A: 32 | MW: 3 | Version: 10000A / Characteristic C |  |  |  | Not stocked | 5SL63327RC |  | Not listed |  | Betagard 5SL |  |  | 1/4 | Price not in this list - refer Siemens Electrical Installations A to Z price list | 87
2778 | Siemens | MCB | Betagard miniature circuit breakers - Betagard Miniature Circuit Breakers IS/IEC60898-1 | 3P, 415 V AC ¦ 40 3 10000A / Characteristic C | I n A: 40 | MW: 3 | Version: 10000A / Characteristic C |  |  |  | Not stocked | 5SL63407RC |  | Not listed |  | Betagard 5SL |  |  | 1/4 | Price not in this list - refer Siemens Electrical Installations A to Z price list | 87
2779 | Siemens | MCB | Betagard miniature circuit breakers - Betagard Miniature Circuit Breakers IS/IEC60898-1 | 3P, 415 V AC ¦ 50 3 10000A / Characteristic C | I n A: 50 | MW: 3 | Version: 10000A / Characteristic C |  |  |  | Not stocked | 5SL63507RC |  | Not listed |  | Betagard 5SL |  |  | 1/4 | Price not in this list - refer Siemens Electrical Installations A to Z price list | 87
2780 | Siemens | MCB | Betagard miniature circuit breakers - Betagard Miniature Circuit Breakers IS/IEC60898-1 | 3P, 415 V AC ¦ 63 3 10000A / Characteristic C | I n A: 63 | MW: 3 | Version: 10000A / Characteristic C |  |  |  | Not stocked | 5SL63637RC |  | Not listed |  | Betagard 5SL |  |  | 1/4 | Price not in this list - refer Siemens Electrical Installations A to Z price list | 87
2781 | Siemens | MCB | Betagard miniature circuit breakers - Betagard Miniature Circuit Breakers IS/IEC60898-1 | 3P, 415 V AC ¦ 0.5 1 3 10000A / Characteristic C | I n A: 0.5 1 | MW: 3 | Version: 10000A / Characteristic C |  |  |  | Not stocked | 5SL43057RC |  | Not listed |  | Betagard 5SL | – |  | 1/4 1/4 | Price not in this list - refer Siemens Electrical Installations A to Z price list | 87
2782 | Siemens | MCB | Betagard miniature circuit breakers - Betagard Miniature Circuit Breakers IS/IEC60898-1 | 3P, 415 V AC ¦ 2 3 10000A / Characteristic C | I n A: 2 | MW: 3 | Version: 10000A / Characteristic C |  |  |  | Not stocked | 5SL43027RC |  | Not listed |  | Betagard 5SL |  |  | 1/4 | Price not in this list - refer Siemens Electrical Installations A to Z price list | 87
2783 | Siemens | MCB | Betagard miniature circuit breakers - Betagard Miniature Circuit Breakers IS/IEC60898-1 | 3P, 415 V AC ¦ 3 10000A / Characteristic C | I n A: 3 | Version: 10000A / Characteristic C |  |  |  |  | Not stocked | 5SL43037RC |  | Not listed |  | Betagard 5SL |  |  | 1/4 | Price not in this list - refer Siemens Electrical Installations A to Z price list | 87
2784 | Siemens | MCB | Betagard miniature circuit breakers - Betagard Miniature Circuit Breakers IS/IEC60898-1 | 3P, 415 V AC ¦ 4 3 10000A / Characteristic C | I n A: 4 | MW: 3 | Version: 10000A / Characteristic C |  |  |  | Not stocked | 5SL43047RC |  | Not listed |  | Betagard 5SL |  |  | 1/4 | Price not in this list - refer Siemens Electrical Installations A to Z price list | 87
2785 | Siemens | MCB | Betagard miniature circuit breakers - Betagard Miniature Circuit Breakers IS/IEC60898-1 | 3P, 415 V AC ¦ 6 3 10000A / Characteristic C | I n A: 6 | MW: 3 | Version: 10000A / Characteristic C |  |  |  | Not stocked | 5SL43067RC |  | Not listed |  | Betagard 5SL |  |  | 1/4 | Price not in this list - refer Siemens Electrical Installations A to Z price list | 87
2786 | Siemens | MCB | Betagard miniature circuit breakers - Betagard Miniature Circuit Breakers IS/IEC60898-1 | 3P, 415 V AC ¦ 8 3 10000A / Characteristic C | I n A: 8 | MW: 3 | Version: 10000A / Characteristic C |  |  |  | Not stocked | 5SL43087RC |  | Not listed |  | Betagard 5SL |  |  | 1/4 | Price not in this list - refer Siemens Electrical Installations A to Z price list | 87
2787 | Siemens | MCB | Betagard miniature circuit breakers - Betagard Miniature Circuit Breakers IS/IEC60898-1 | 3P, 415 V AC ¦ 10 3 10000A / Characteristic C | I n A: 10 | MW: 3 | Version: 10000A / Characteristic C |  |  |  | Not stocked | 5SL43107RC |  | Not listed |  | Betagard 5SL |  |  | 1/4 | Price not in this list - refer Siemens Electrical Installations A to Z price list | 87
2788 | Siemens | MCB | Betagard miniature circuit breakers - Betagard Miniature Circuit Breakers IS/IEC60898-1 | 3P, 415 V AC ¦ 13 3 10000A / Characteristic C | I n A: 13 | MW: 3 | Version: 10000A / Characteristic C |  |  |  | Not stocked | 5SL43137RC |  | Not listed |  | Betagard 5SL |  |  | 1/4 | Price not in this list - refer Siemens Electrical Installations A to Z price list | 87
2789 | Siemens | MCB | Betagard miniature circuit breakers - Betagard Miniature Circuit Breakers IS/IEC60898-1 | 3P, 415 V AC ¦ 16 3 10000A / Characteristic C | I n A: 16 | MW: 3 | Version: 10000A / Characteristic C |  |  |  | Not stocked | 5SL43167RC |  | Not listed |  | Betagard 5SL |  |  | 1/4 | Price not in this list - refer Siemens Electrical Installations A to Z price list | 87
2790 | Siemens | MCB | Betagard miniature circuit breakers - Betagard Miniature Circuit Breakers IS/IEC60898-1 | 3P, 415 V AC ¦ 20 3 10000A / Characteristic C | I n A: 20 | MW: 3 | Version: 10000A / Characteristic C |  |  |  | Not stocked | 5SL43207RC |  | Not listed |  | Betagard 5SL |  |  | 1/4 | Price not in this list - refer Siemens Electrical Installations A to Z price list | 87
2791 | Siemens | MCB | Betagard miniature circuit breakers - Betagard Miniature Circuit Breakers IS/IEC60898-1 | 3P, 415 V AC ¦ 25 3 10000A / Characteristic C | I n A: 25 | MW: 3 | Version: 10000A / Characteristic C |  |  |  | Not stocked | 5SL43257RC |  | Not listed |  | Betagard 5SL |  |  | 1/4 | Price not in this list - refer Siemens Electrical Installations A to Z price list | 87
2792 | Siemens | MCB | Betagard miniature circuit breakers - Betagard Miniature Circuit Breakers IS/IEC60898-1 | 3P, 415 V AC ¦ 32 3 10000A / Characteristic C | I n A: 32 | MW: 3 | Version: 10000A / Characteristic C |  |  |  | Not stocked | 5SL43327RC |  | Not listed |  | Betagard 5SL |  |  | 1/4 | Price not in this list - refer Siemens Electrical Installations A to Z price list | 87
2793 | Siemens | MCB | Betagard miniature circuit breakers - Betagard Miniature Circuit Breakers IS/IEC60898-1 | 3P, 415 V AC ¦ 40 3 10000A / Characteristic C | I n A: 40 | MW: 3 | Version: 10000A / Characteristic C |  |  |  | Not stocked | 5SL43407RC |  | Not listed |  | Betagard 5SL |  |  | 1/4 | Price not in this list - refer Siemens Electrical Installations A to Z price list | 87
2794 | Siemens | MCB | Betagard miniature circuit breakers - Betagard Miniature Circuit Breakers IS/IEC60898-1 | 3P, 415 V AC ¦ 50 3 10000A / Characteristic C | I n A: 50 | MW: 3 | Version: 10000A / Characteristic C |  |  |  | Not stocked | 5SL43507RC |  | Not listed |  | Betagard 5SL |  |  | 1/4 | Price not in this list - refer Siemens Electrical Installations A to Z price list | 87
2795 | Siemens | MCB | Betagard miniature circuit breakers - Betagard Miniature Circuit Breakers IS/IEC60898-1 | 3P, 415 V AC ¦ 63 3 10000A / Characteristic C | I n A: 63 | MW: 3 | Version: 10000A / Characteristic C |  |  |  | Not stocked | 5SL43637RC |  | Not listed |  | Betagard 5SL |  |  | 1/4 | Price not in this list - refer Siemens Electrical Installations A to Z price list | 87
2796 | Siemens | MCB | Betagard miniature circuit breakers - Betagard Miniature Circuit Breakers IS/IEC60898-1 | 4P, 415 V AC ¦ 0.5 1 2 3 4 6 8 4 7500A / Characteristic B | I n A: 0.5 1 2 3 4 6 8 | MW: 4 | Version: 7500A / Characteristic B |  |  |  | Not stocked | 5SL64066RC |  | Not listed |  | Betagard 5SL | – |  | 1/3 1/3 1/3 1/3 1/3 1/3 1/3 | Price not in this list - refer Siemens Electrical Installations A to Z price list | 87
2797 | Siemens | MCB | Betagard miniature circuit breakers - Betagard Miniature Circuit Breakers IS/IEC60898-1 | 4P, 415 V AC ¦ 0.5 1 2 3 4 10 13 4 7500A / Characteristic B | I n A: 0.5 1 2 3 4 10 13 | MW: 4 | Version: 7500A / Characteristic B |  |  |  | Not stocked | 5SL64106RC |  | Not listed |  | Betagard 5SL | – |  | 1/3 1/3 1/3 1/3 1/3 1/3 1/3 | Price not in this list - refer Siemens Electrical Installations A to Z price list | 87
2798 | Siemens | MCB | Betagard miniature circuit breakers - Betagard Miniature Circuit Breakers IS/IEC60898-1 | 4P, 415 V AC ¦ 0.5 1 2 3 4 16 4 7500A / Characteristic B | I n A: 0.5 1 2 3 4 16 | MW: 4 | Version: 7500A / Characteristic B |  |  |  | Not stocked | 5SL64166RC |  | Not listed |  | Betagard 5SL |  |  | 1/3 1/3 1/3 1/3 1/3 1/3 | Price not in this list - refer Siemens Electrical Installations A to Z price list | 87
2799 | Siemens | MCB | Betagard miniature circuit breakers - Betagard Miniature Circuit Breakers IS/IEC60898-1 | 4P, 415 V AC ¦ 0.5 1 2 3 4 20 4 7500A / Characteristic B | I n A: 0.5 1 2 3 4 20 | MW: 4 | Version: 7500A / Characteristic B |  |  |  | Not stocked | 5SL64206RC |  | Not listed |  | Betagard 5SL |  |  | 1/3 1/3 1/3 1/3 1/3 1/3 | Price not in this list - refer Siemens Electrical Installations A to Z price list | 87
2800 | Siemens | MCB | Betagard miniature circuit breakers - Betagard Miniature Circuit Breakers IS/IEC60898-1 | 4P, 415 V AC ¦ 0.5 1 2 3 4 25 4 7500A / Characteristic B | I n A: 0.5 1 2 3 4 25 | MW: 4 | Version: 7500A / Characteristic B |  |  |  | Not stocked | 5SL64256RC |  | Not listed |  | Betagard 5SL |  |  | 1/3 1/3 1/3 1/3 1/3 1/3 | Price not in this list - refer Siemens Electrical Installations A to Z price list | 87
2801 | Siemens | MCB | Betagard miniature circuit breakers - Betagard Miniature Circuit Breakers IS/IEC60898-1 | 4P, 415 V AC ¦ 0.5 1 2 3 4 32 4 7500A / Characteristic B | I n A: 0.5 1 2 3 4 32 | MW: 4 | Version: 7500A / Characteristic B |  |  |  | Not stocked | 5SL64326RC |  | Not listed |  | Betagard 5SL |  |  | 1/3 1/3 1/3 1/3 1/3 1/3 | Price not in this list - refer Siemens Electrical Installations A to Z price list | 87
2802 | Siemens | MCB | Betagard miniature circuit breakers - Betagard Miniature Circuit Breakers IS/IEC60898-1 | 4P, 415 V AC ¦ 0.5 1 2 3 4 40 4 7500A / Characteristic B | I n A: 0.5 1 2 3 4 40 | MW: 4 | Version: 7500A / Characteristic B |  |  |  | Not stocked | 5SL64406RC |  | Not listed |  | Betagard 5SL |  |  | 1/3 1/3 1/3 1/3 1/3 1/3 | Price not in this list - refer Siemens Electrical Installations A to Z price list | 87
2803 | Siemens | MCB | Betagard miniature circuit breakers - Betagard Miniature Circuit Breakers IS/IEC60898-1 | 4P, 415 V AC ¦ 0.5 1 2 3 4 50 4 7500A / Characteristic B | I n A: 0.5 1 2 3 4 50 | MW: 4 | Version: 7500A / Characteristic B |  |  |  | Not stocked | 5SL64506RC |  | Not listed |  | Betagard 5SL |  |  | 1/3 1/3 1/3 1/3 1/3 1/3 | Price not in this list - refer Siemens Electrical Installations A to Z price list | 87
2804 | Siemens | MCB | Betagard miniature circuit breakers - Betagard Miniature Circuit Breakers IS/IEC60898-1 | 4P, 415 V AC ¦ 0.5 1 2 3 4 63 4 7500A / Characteristic B | I n A: 0.5 1 2 3 4 63 | MW: 4 | Version: 7500A / Characteristic B |  |  |  | Not stocked | 5SL64636RC |  | Not listed |  | Betagard 5SL |  |  | 1/3 1/3 1/3 1/3 1/3 1/3 | Price not in this list - refer Siemens Electrical Installations A to Z price list | 87
2805 | Siemens | MCB | Betagard miniature circuit breakers - Betagard Miniature Circuit Breakers IS/IEC60898-1 | 4P, 415 V AC ¦ 0.5 4 10000A / Characteristic C | I n A: 0.5 | MW: 4 | Version: 10000A / Characteristic C |  |  |  | Not stocked | 5SL64057RC |  | Not listed |  | Betagard 5SL |  |  | 1/3 | Price not in this list - refer Siemens Electrical Installations A to Z price list | 87
2806 | Siemens | MCB | Betagard miniature circuit breakers - Betagard Miniature Circuit Breakers IS/IEC60898-1 | 4P, 415 V AC ¦ 1 4 10000A / Characteristic C | I n A: 1 | MW: 4 | Version: 10000A / Characteristic C |  |  |  | Not stocked | 5SL64017RC |  | Not listed |  | Betagard 5SL |  |  | 1/3 | Price not in this list - refer Siemens Electrical Installations A to Z price list | 87
2807 | Siemens | MCB | Betagard miniature circuit breakers - Betagard Miniature Circuit Breakers IS/IEC60898-1 | 4P, 415 V AC ¦ 2 3 4 10000A / Characteristic C | I n A: 2 3 | MW: 4 | Version: 10000A / Characteristic C |  |  |  | Not stocked | 5SL64027RC |  | Not listed |  | Betagard 5SL | – |  | 1/3 1/3 | Price not in this list - refer Siemens Electrical Installations A to Z price list | 87
2808 | Siemens | MCB | Betagard miniature circuit breakers - Betagard Miniature Circuit Breakers IS/IEC60898-1 | 4P, 415 V AC ¦ 4 10000A / Characteristic C | I n A: 4 | Version: 10000A / Characteristic C |  |  |  |  | Not stocked | 5SL64047RC |  | Not listed |  | Betagard 5SL |  |  | 1/3 | Price not in this list - refer Siemens Electrical Installations A to Z price list | 87
2809 | Siemens | MCB | Betagard miniature circuit breakers - Betagard Miniature Circuit Breakers IS/IEC60898-1 | 4P, 415 V AC ¦ 6 8 4 10000A / Characteristic C | I n A: 6 8 | MW: 4 | Version: 10000A / Characteristic C |  |  |  | Not stocked | 5SL64067RC |  | Not listed |  | Betagard 5SL | – |  | 1/3 1/3 | Price not in this list - refer Siemens Electrical Installations A to Z price list | 87
2810 | Siemens | MCB | Betagard miniature circuit breakers - Betagard Miniature Circuit Breakers IS/IEC60898-1 | 4P, 415 V AC ¦ 10 13 4 10000A / Characteristic C | I n A: 10 13 | MW: 4 | Version: 10000A / Characteristic C |  |  |  | Not stocked | 5SL64107RC |  | Not listed |  | Betagard 5SL | – |  | 1/3 1/3 | Price not in this list - refer Siemens Electrical Installations A to Z price list | 87
2811 | Siemens | MCB | Betagard miniature circuit breakers - Betagard Miniature Circuit Breakers IS/IEC60898-1 | 4P, 415 V AC ¦ 16 4 10000A / Characteristic C | I n A: 16 | MW: 4 | Version: 10000A / Characteristic C |  |  |  | Not stocked | 5SL64167RC |  | Not listed |  | Betagard 5SL |  |  | 1/3 | Price not in this list - refer Siemens Electrical Installations A to Z price list | 87
2812 | Siemens | MCB | Betagard miniature circuit breakers - Betagard Miniature Circuit Breakers IS/IEC60898-1 | 4P, 415 V AC ¦ 20 4 10000A / Characteristic C | I n A: 20 | MW: 4 | Version: 10000A / Characteristic C |  |  |  | Not stocked | 5SL64207RC |  | Not listed |  | Betagard 5SL |  |  | 1/3 | Price not in this list - refer Siemens Electrical Installations A to Z price list | 87
2813 | Siemens | MCB | Betagard miniature circuit breakers - Betagard Miniature Circuit Breakers IS/IEC60898-1 | 4P, 415 V AC ¦ 25 4 10000A / Characteristic C | I n A: 25 | MW: 4 | Version: 10000A / Characteristic C |  |  |  | Not stocked | 5SL64257RC |  | Not listed |  | Betagard 5SL |  |  | 1/3 | Price not in this list - refer Siemens Electrical Installations A to Z price list | 87
2814 | Siemens | MCB | Betagard miniature circuit breakers - Betagard Miniature Circuit Breakers IS/IEC60898-1 | 4P, 415 V AC ¦ 32 4 10000A / Characteristic C | I n A: 32 | MW: 4 | Version: 10000A / Characteristic C |  |  |  | Not stocked | 5SL64327RC |  | Not listed |  | Betagard 5SL |  |  | 1/3 | Price not in this list - refer Siemens Electrical Installations A to Z price list | 87
2815 | Siemens | MCB | Betagard miniature circuit breakers - Betagard Miniature Circuit Breakers IS/IEC60898-1 | 4P, 415 V AC ¦ 40 4 10000A / Characteristic C | I n A: 40 | MW: 4 | Version: 10000A / Characteristic C |  |  |  | Not stocked | 5SL64407RC |  | Not listed |  | Betagard 5SL |  |  | 1/3 | Price not in this list - refer Siemens Electrical Installations A to Z price list | 87
2816 | Siemens | MCB | Betagard miniature circuit breakers - Betagard Miniature Circuit Breakers IS/IEC60898-1 | 4P, 415 V AC ¦ 50 4 10000A / Characteristic C | I n A: 50 | MW: 4 | Version: 10000A / Characteristic C |  |  |  | Not stocked | 5SL64507RC |  | Not listed |  | Betagard 5SL |  |  | 1/3 | Price not in this list - refer Siemens Electrical Installations A to Z price list | 87
2817 | Siemens | MCB | Betagard miniature circuit breakers - Betagard Miniature Circuit Breakers IS/IEC60898-1 | 4P, 415 V AC ¦ 63 4 10000A / Characteristic C | I n A: 63 | MW: 4 | Version: 10000A / Characteristic C |  |  |  | Not stocked | 5SL64637RC |  | Not listed |  | Betagard 5SL |  |  | 1/3 | Price not in this list - refer Siemens Electrical Installations A to Z price list | 87
2818 | Siemens | MCB | Betagard miniature circuit breakers - Betagard Miniature Circuit Breakers IS/IEC60898-1 | 4P, 415 V AC ¦ 0.5 1 4 10000A / Characteristic C | I n A: 0.5 1 | MW: 4 | Version: 10000A / Characteristic C |  |  |  | Not stocked | 5SL44057RC |  | Not listed |  | Betagard 5SL | – |  | 1/3 1/3 | Price not in this list - refer Siemens Electrical Installations A to Z price list | 87
2819 | Siemens | MCB | Betagard miniature circuit breakers - Betagard Miniature Circuit Breakers IS/IEC60898-1 | 4P, 415 V AC ¦ 2 4 10000A / Characteristic C | I n A: 2 | MW: 4 | Version: 10000A / Characteristic C |  |  |  | Not stocked | 5SL44027RC |  | Not listed |  | Betagard 5SL |  |  | 1/3 | Price not in this list - refer Siemens Electrical Installations A to Z price list | 87
2820 | Siemens | MCB | Betagard miniature circuit breakers - Betagard Miniature Circuit Breakers IS/IEC60898-1 | 4P, 415 V AC ¦ 3 4 10000A / Characteristic C | I n A: 3 | MW: 4 | Version: 10000A / Characteristic C |  |  |  | Not stocked | 5SL44037RC |  | Not listed |  | Betagard 5SL |  |  | 1/3 | Price not in this list - refer Siemens Electrical Installations A to Z price list | 87
2821 | Siemens | MCB | Betagard miniature circuit breakers - Betagard Miniature Circuit Breakers IS/IEC60898-1 | 4P, 415 V AC ¦ 4 10000A / Characteristic C | I n A: 4 | Version: 10000A / Characteristic C |  |  |  |  | Not stocked | 5SL44047RC |  | Not listed |  | Betagard 5SL |  |  | 1/3 | Price not in this list - refer Siemens Electrical Installations A to Z price list | 87
2822 | Siemens | MCB | Betagard miniature circuit breakers - Betagard Miniature Circuit Breakers IS/IEC60898-1 | 4P, 415 V AC ¦ 6 4 10000A / Characteristic C | I n A: 6 | MW: 4 | Version: 10000A / Characteristic C |  |  |  | Not stocked | 5SL44067RC |  | Not listed |  | Betagard 5SL |  |  | 1/3 | Price not in this list - refer Siemens Electrical Installations A to Z price list | 87
2823 | Siemens | MCB | Betagard miniature circuit breakers - Betagard Miniature Circuit Breakers IS/IEC60898-1 | 4P, 415 V AC ¦ 8 4 10000A / Characteristic C | I n A: 8 | MW: 4 | Version: 10000A / Characteristic C |  |  |  | Not stocked | 5SL44087RC |  | Not listed |  | Betagard 5SL |  |  | 1/3 | Price not in this list - refer Siemens Electrical Installations A to Z price list | 87
2824 | Siemens | MCB | Betagard miniature circuit breakers - Betagard Miniature Circuit Breakers IS/IEC60898-1 | 4P, 415 V AC ¦ 10 4 10000A / Characteristic C | I n A: 10 | MW: 4 | Version: 10000A / Characteristic C |  |  |  | Not stocked | 5SL44107RC |  | Not listed |  | Betagard 5SL |  |  | 1/3 | Price not in this list - refer Siemens Electrical Installations A to Z price list | 87
2825 | Siemens | MCB | Betagard miniature circuit breakers - Betagard Miniature Circuit Breakers IS/IEC60898-1 | 4P, 415 V AC ¦ 13 4 10000A / Characteristic C | I n A: 13 | MW: 4 | Version: 10000A / Characteristic C |  |  |  | Not stocked | 5SL44137RC |  | Not listed |  | Betagard 5SL |  |  | 1/3 | Price not in this list - refer Siemens Electrical Installations A to Z price list | 87
2826 | Siemens | MCB | Betagard miniature circuit breakers - Betagard Miniature Circuit Breakers IS/IEC60898-1 | 4P, 415 V AC ¦ 16 4 10000A / Characteristic C | I n A: 16 | MW: 4 | Version: 10000A / Characteristic C |  |  |  | Not stocked | 5SL44167RC |  | Not listed |  | Betagard 5SL |  |  | 1/3 | Price not in this list - refer Siemens Electrical Installations A to Z price list | 87
2827 | Siemens | MCB | Betagard miniature circuit breakers - Betagard Miniature Circuit Breakers IS/IEC60898-1 | 4P, 415 V AC ¦ 20 4 10000A / Characteristic C | I n A: 20 | MW: 4 | Version: 10000A / Characteristic C |  |  |  | Not stocked | 5SL44207RC |  | Not listed |  | Betagard 5SL |  |  | 1/3 | Price not in this list - refer Siemens Electrical Installations A to Z price list | 87
2828 | Siemens | MCB | Betagard miniature circuit breakers - Betagard Miniature Circuit Breakers IS/IEC60898-1 | 4P, 415 V AC ¦ 25 4 10000A / Characteristic C | I n A: 25 | MW: 4 | Version: 10000A / Characteristic C |  |  |  | Not stocked | 5SL44257RC |  | Not listed |  | Betagard 5SL |  |  | 1/3 | Price not in this list - refer Siemens Electrical Installations A to Z price list | 87
2829 | Siemens | MCB | Betagard miniature circuit breakers - Betagard Miniature Circuit Breakers IS/IEC60898-1 | 4P, 415 V AC ¦ 32 4 10000A / Characteristic C | I n A: 32 | MW: 4 | Version: 10000A / Characteristic C |  |  |  | Not stocked | 5SL44327RC |  | Not listed |  | Betagard 5SL |  |  | 1/3 | Price not in this list - refer Siemens Electrical Installations A to Z price list | 87
2830 | Siemens | MCB | Betagard miniature circuit breakers - Betagard Miniature Circuit Breakers IS/IEC60898-1 | 4P, 415 V AC ¦ 40 4 10000A / Characteristic C | I n A: 40 | MW: 4 | Version: 10000A / Characteristic C |  |  |  | Not stocked | 5SL44407RC |  | Not listed |  | Betagard 5SL |  |  | 1/3 | Price not in this list - refer Siemens Electrical Installations A to Z price list | 87
2831 | Siemens | MCB | Betagard miniature circuit breakers - Betagard Miniature Circuit Breakers IS/IEC60898-1 | 4P, 415 V AC ¦ 50 4 10000A / Characteristic C | I n A: 50 | MW: 4 | Version: 10000A / Characteristic C |  |  |  | Not stocked | 5SL44507RC |  | Not listed |  | Betagard 5SL |  |  | 1/3 | Price not in this list - refer Siemens Electrical Installations A to Z price list | 87
2832 | Siemens | MCB | Betagard miniature circuit breakers - Betagard Miniature Circuit Breakers IS/IEC60898-1 | 4P, 415 V AC ¦ 63 4 10000A / Characteristic C | I n A: 63 | MW: 4 | Version: 10000A / Characteristic C |  |  |  | Not stocked | 5SL44637RC |  | Not listed |  | Betagard 5SL |  |  | 1/3 | Price not in this list - refer Siemens Electrical Installations A to Z price list | 87
2833 | Siemens | MCB | Betagard miniature circuit breakers - Betagard Circuit Breakers | 1P, 240/415V AC ¦ 0.5 1 Characteristic C | Rated current I (A) n: 0.5 | MW: 1 | Version: Characteristic C |  |  |  | Not stocked | 5SL71057RC |  | Not listed |  | Betagard 5SL |  |  | 1/12 | Price not in this list - refer Siemens Electrical Installations A to Z price list | 88
2834 | Siemens | MCB | Betagard miniature circuit breakers - Betagard Circuit Breakers | 1P, 240/415V AC ¦ 1 Characteristic C | Rated current I (A) n: 1 | Version: Characteristic C |  |  |  |  | Not stocked | 5SL71017RC |  | Not listed |  | Betagard 5SL |  |  | 1/12 | Price not in this list - refer Siemens Electrical Installations A to Z price list | 88
2835 | Siemens | MCB | Betagard miniature circuit breakers - Betagard Circuit Breakers | 1P, 240/415V AC ¦ 2 3 1 Characteristic C | Rated current I (A) n: 2 3 | MW: 1 | Version: Characteristic C |  |  |  | Not stocked | 5SL71027RC |  | Not listed |  | Betagard 5SL | – |  | 1/12 1/12 | Price not in this list - refer Siemens Electrical Installations A to Z price list | 88
2836 | Siemens | MCB | Betagard miniature circuit breakers - Betagard Circuit Breakers | 1P, 240/415V AC ¦ 4 1 Characteristic C | Rated current I (A) n: 4 | MW: 1 | Version: Characteristic C |  |  |  | Not stocked | 5SL71047RC |  | Not listed |  | Betagard 5SL |  |  | 1/12 | Price not in this list - refer Siemens Electrical Installations A to Z price list | 88
2837 | Siemens | MCB | Betagard miniature circuit breakers - Betagard Circuit Breakers | 1P, 240/415V AC ¦ 6 8 1 Characteristic C | Rated current I (A) n: 6 8 | MW: 1 | Version: Characteristic C |  |  |  | Not stocked | 5SL71067RC |  | Not listed |  | Betagard 5SL | – |  | 1/12 1/12 | Price not in this list - refer Siemens Electrical Installations A to Z price list | 88
2838 | Siemens | MCB | Betagard miniature circuit breakers - Betagard Circuit Breakers | 1P, 240/415V AC ¦ 10 1 Characteristic C | Rated current I (A) n: 10 | MW: 1 | Version: Characteristic C |  |  |  | Not stocked | 5SL71107RC |  | Not listed |  | Betagard 5SL |  |  | 1/12 | Price not in this list - refer Siemens Electrical Installations A to Z price list | 88
2839 | Siemens | MCB | Betagard miniature circuit breakers - Betagard Circuit Breakers | 1P, 240/415V AC ¦ 16 1 Characteristic C | Rated current I (A) n: 16 | MW: 1 | Version: Characteristic C |  |  |  | Not stocked | 5SL71167RC |  | Not listed |  | Betagard 5SL |  |  | 1/12 | Price not in this list - refer Siemens Electrical Installations A to Z price list | 88
2840 | Siemens | MCB | Betagard miniature circuit breakers - Betagard Circuit Breakers | 1P, 240/415V AC ¦ 20 1 Characteristic C | Rated current I (A) n: 20 | MW: 1 | Version: Characteristic C |  |  |  | Not stocked | 5SL71207RC |  | Not listed |  | Betagard 5SL |  |  | 1/12 | Price not in this list - refer Siemens Electrical Installations A to Z price list | 88
2841 | Siemens | MCB | Betagard miniature circuit breakers - Betagard Circuit Breakers | 1P, 240/415V AC ¦ 25 1 Characteristic C | Rated current I (A) n: 25 | MW: 1 | Version: Characteristic C |  |  |  | Not stocked | 5SL71257RC |  | Not listed |  | Betagard 5SL |  |  | 1/12 | Price not in this list - refer Siemens Electrical Installations A to Z price list | 88
2842 | Siemens | MCB | Betagard miniature circuit breakers - Betagard Circuit Breakers | 1P, 240/415V AC ¦ 32 1 Characteristic C | Rated current I (A) n: 32 | MW: 1 | Version: Characteristic C |  |  |  | Not stocked | 5SL71327RC |  | Not listed |  | Betagard 5SL |  |  | 1/12 | Price not in this list - refer Siemens Electrical Installations A to Z price list | 88
2843 | Siemens | MCB | Betagard miniature circuit breakers - Betagard Circuit Breakers | 1P, 240/415V AC ¦ 40 1 Characteristic C | Rated current I (A) n: 40 | MW: 1 | Version: Characteristic C |  |  |  | Not stocked | 5SL71407RC |  | Not listed |  | Betagard 5SL |  |  | 1/12 | Price not in this list - refer Siemens Electrical Installations A to Z price list | 88
2844 | Siemens | MCB | Betagard miniature circuit breakers - Betagard Circuit Breakers | 1P, 240/415V AC ¦ 50 1 Characteristic C | Rated current I (A) n: 50 | MW: 1 | Version: Characteristic C |  |  |  | Not stocked | 5SL71507RC |  | Not listed |  | Betagard 5SL |  |  | 1/12 | Price not in this list - refer Siemens Electrical Installations A to Z price list | 88
2845 | Siemens | MCB | Betagard miniature circuit breakers - Betagard Circuit Breakers | 1P, 240/415V AC ¦ 63 1 Characteristic C | Rated current I (A) n: 63 | MW: 1 | Version: Characteristic C |  |  |  | Not stocked | 5SL71637RC |  | Not listed |  | Betagard 5SL |  |  | 1/12 | Price not in this list - refer Siemens Electrical Installations A to Z price list | 88
2846 | Siemens | MCB | Betagard miniature circuit breakers - Betagard Circuit Breakers | 1P, 240/415V AC ¦ 1P, 220V DC ¦ 0.5 1 Characteristic D | Rated current I (A) n: 0.5 | MW: 1 | Version: Characteristic D |  |  |  | Not stocked | 5SL71058RC |  | Not listed |  | Betagard 5SL |  |  | 1/12 | Price not in this list - refer Siemens Electrical Installations A to Z price list | 88
2847 | Siemens | MCB | Betagard miniature circuit breakers - Betagard Circuit Breakers | 1P, 240/415V AC ¦ 1P, 220V DC ¦ 1 Characteristic D | Rated current I (A) n: 1 | Version: Characteristic D |  |  |  |  | Not stocked | 5SL71018RC |  | Not listed |  | Betagard 5SL |  |  | 1/12 | Price not in this list - refer Siemens Electrical Installations A to Z price list | 88
2848 | Siemens | MCB | Betagard miniature circuit breakers - Betagard Circuit Breakers | 1P, 240/415V AC ¦ 1P, 220V DC ¦ 2 3 1 Characteristic D | Rated current I (A) n: 2 3 | MW: 1 | Version: Characteristic D |  |  |  | Not stocked | 5SL71028RC |  | Not listed |  | Betagard 5SL | – |  | 1/12 1/12 | Price not in this list - refer Siemens Electrical Installations A to Z price list | 88
2849 | Siemens | MCB | Betagard miniature circuit breakers - Betagard Circuit Breakers | 1P, 240/415V AC ¦ 1P, 220V DC ¦ 4 1 Characteristic D | Rated current I (A) n: 4 | MW: 1 | Version: Characteristic D |  |  |  | Not stocked | 5SL71048RC |  | Not listed |  | Betagard 5SL |  |  | 1/12 | Price not in this list - refer Siemens Electrical Installations A to Z price list | 88
2850 | Siemens | MCB | Betagard miniature circuit breakers - Betagard Circuit Breakers | 1P, 240/415V AC ¦ 1P, 220V DC ¦ 6 8 1 Characteristic D | Rated current I (A) n: 6 8 | MW: 1 | Version: Characteristic D |  |  |  | Not stocked | 5SL71068RC |  | Not listed |  | Betagard 5SL | – |  | 1/12 1/12 | Price not in this list - refer Siemens Electrical Installations A to Z price list | 88
2851 | Siemens | MCB | Betagard miniature circuit breakers - Betagard Circuit Breakers | 1P, 240/415V AC ¦ 1P, 220V DC ¦ 10 1 Characteristic D | Rated current I (A) n: 10 | MW: 1 | Version: Characteristic D |  |  |  | Not stocked | 5SL71108RC |  | Not listed |  | Betagard 5SL |  |  | 1/12 | Price not in this list - refer Siemens Electrical Installations A to Z price list | 88
2852 | Siemens | MCB | Betagard miniature circuit breakers - Betagard Circuit Breakers | 1P, 240/415V AC ¦ 1P, 220V DC ¦ 16 1 Characteristic D | Rated current I (A) n: 16 | MW: 1 | Version: Characteristic D |  |  |  | Not stocked | 5SL71168RC |  | Not listed |  | Betagard 5SL |  |  | 1/12 | Price not in this list - refer Siemens Electrical Installations A to Z price list | 88
2853 | Siemens | MCB | Betagard miniature circuit breakers - Betagard Circuit Breakers | 1P, 240/415V AC ¦ 1P, 220V DC ¦ 20 1 Characteristic D | Rated current I (A) n: 20 | MW: 1 | Version: Characteristic D |  |  |  | Not stocked | 5SL71208RC |  | Not listed |  | Betagard 5SL |  |  | 1/12 | Price not in this list - refer Siemens Electrical Installations A to Z price list | 88
2854 | Siemens | MCB | Betagard miniature circuit breakers - Betagard Circuit Breakers | 1P, 240/415V AC ¦ 1P, 220V DC ¦ 25 1 Characteristic D | Rated current I (A) n: 25 | MW: 1 | Version: Characteristic D |  |  |  | Not stocked | 5SL71258RC |  | Not listed |  | Betagard 5SL |  |  | 1/12 | Price not in this list - refer Siemens Electrical Installations A to Z price list | 88
2855 | Siemens | MCB | Betagard miniature circuit breakers - Betagard Circuit Breakers | 1P, 240/415V AC ¦ 1P, 220V DC ¦ 32 1 Characteristic D | Rated current I (A) n: 32 | MW: 1 | Version: Characteristic D |  |  |  | Not stocked | 5SL71328RC |  | Not listed |  | Betagard 5SL |  |  | 1/12 | Price not in this list - refer Siemens Electrical Installations A to Z price list | 88
2856 | Siemens | MCB | Betagard miniature circuit breakers - Betagard Circuit Breakers | 1P, 240/415V AC ¦ 1P, 220V DC ¦ 40 1 Characteristic D | Rated current I (A) n: 40 | MW: 1 | Version: Characteristic D |  |  |  | Not stocked | 5SL71408RC |  | Not listed |  | Betagard 5SL |  |  | 1/12 | Price not in this list - refer Siemens Electrical Installations A to Z price list | 88
2857 | Siemens | MCB | Betagard miniature circuit breakers - Betagard Circuit Breakers | 1P, 240/415V AC ¦ 1P, 220V DC ¦ 50 1 Characteristic D | Rated current I (A) n: 50 | MW: 1 | Version: Characteristic D |  |  |  | Not stocked | 5SL71508RC |  | Not listed |  | Betagard 5SL |  |  | 1/12 | Price not in this list - refer Siemens Electrical Installations A to Z price list | 88
2858 | Siemens | MCB | Betagard miniature circuit breakers - Betagard Circuit Breakers | 1P, 240/415V AC ¦ 1P, 220V DC ¦ 63 1 Characteristic D | Rated current I (A) n: 63 | MW: 1 | Version: Characteristic D |  |  |  | Not stocked | 5SL71638RC |  | Not listed |  | Betagard 5SL |  |  | 1/12 | Price not in this list - refer Siemens Electrical Installations A to Z price list | 88
2859 | Siemens | MCB | Betagard miniature circuit breakers - Betagard Circuit Breakers | 1P, 240/415V AC ¦ 1P, 220V DC ¦ 0.5 1 Characterestic C, DC | Rated current I (A) n: 0.5 | MW: 1 | Version: Characterestic C, DC |  |  |  | Not stocked | 5SL51057RC |  | Not listed |  | Betagard 5SL |  |  | 1/12 | Price not in this list - refer Siemens Electrical Installations A to Z price list | 88
2860 | Siemens | MCB | Betagard miniature circuit breakers - Betagard Circuit Breakers | 1P, 240/415V AC ¦ 1P, 220V DC ¦ 1 Characterestic C, DC | Rated current I (A) n: 1 | Version: Characterestic C, DC |  |  |  |  | Not stocked | 5SL51017RC |  | Not listed |  | Betagard 5SL |  |  | 1/12 | Price not in this list - refer Siemens Electrical Installations A to Z price list | 88
2861 | Siemens | MCB | Betagard miniature circuit breakers - Betagard Circuit Breakers | 1P, 240/415V AC ¦ 1P, 220V DC ¦ 2 1 Characterestic C, DC | Rated current I (A) n: 2 | MW: 1 | Version: Characterestic C, DC |  |  |  | Not stocked | 5SL51027RC |  | Not listed |  | Betagard 5SL |  |  | 1/12 | Price not in this list - refer Siemens Electrical Installations A to Z price list | 88
2862 | Siemens | MCB | Betagard miniature circuit breakers - Betagard Circuit Breakers | 1P, 240/415V AC ¦ 1P, 220V DC ¦ 3 1 Characterestic C, DC | Rated current I (A) n: 3 | MW: 1 | Version: Characterestic C, DC |  |  |  | Not stocked | 5SL51037RC |  | Not listed |  | Betagard 5SL |  |  | 1/12 | Price not in this list - refer Siemens Electrical Installations A to Z price list | 88
2863 | Siemens | MCB | Betagard miniature circuit breakers - Betagard Circuit Breakers | 1P, 240/415V AC ¦ 1P, 220V DC ¦ 4 1 Characterestic C, DC | Rated current I (A) n: 4 | MW: 1 | Version: Characterestic C, DC |  |  |  | Not stocked | 5SL51047RC |  | Not listed |  | Betagard 5SL |  |  | 1/12 | Price not in this list - refer Siemens Electrical Installations A to Z price list | 88
2864 | Siemens | MCB | Betagard miniature circuit breakers - Betagard Circuit Breakers | 1P, 240/415V AC ¦ 1P, 220V DC ¦ 6 1 Characterestic C, DC | Rated current I (A) n: 6 | MW: 1 | Version: Characterestic C, DC |  |  |  | Not stocked | 5SL51067RC |  | Not listed |  | Betagard 5SL |  |  | 1/12 | Price not in this list - refer Siemens Electrical Installations A to Z price list | 88
2865 | Siemens | MCB | Betagard miniature circuit breakers - Betagard Circuit Breakers | 1P, 240/415V AC ¦ 1P, 220V DC ¦ 8 1 Characterestic C, DC | Rated current I (A) n: 8 | MW: 1 | Version: Characterestic C, DC |  |  |  | Not stocked | 5SL51087RC |  | Not listed |  | Betagard 5SL |  |  | 1/12 | Price not in this list - refer Siemens Electrical Installations A to Z price list | 88
2866 | Siemens | MCB | Betagard miniature circuit breakers - Betagard Circuit Breakers | 1P, 240/415V AC ¦ 1P, 220V DC ¦ 10 1 Characterestic C, DC | Rated current I (A) n: 10 | MW: 1 | Version: Characterestic C, DC |  |  |  | Not stocked | 5SL51107RC |  | Not listed |  | Betagard 5SL |  |  | 1/12 | Price not in this list - refer Siemens Electrical Installations A to Z price list | 88
2867 | Siemens | MCB | Betagard miniature circuit breakers - Betagard Circuit Breakers | 1P, 240/415V AC ¦ 1P, 220V DC ¦ 16 1 Characterestic C, DC | Rated current I (A) n: 16 | MW: 1 | Version: Characterestic C, DC |  |  |  | Not stocked | 5SL51167RC |  | Not listed |  | Betagard 5SL |  |  | 1/12 | Price not in this list - refer Siemens Electrical Installations A to Z price list | 88
2868 | Siemens | MCB | Betagard miniature circuit breakers - Betagard Circuit Breakers | 1P, 240/415V AC ¦ 1P, 220V DC ¦ 20 1 Characterestic C, DC | Rated current I (A) n: 20 | MW: 1 | Version: Characterestic C, DC |  |  |  | Not stocked | 5SL51207RC |  | Not listed |  | Betagard 5SL |  |  | 1/12 | Price not in this list - refer Siemens Electrical Installations A to Z price list | 88
2869 | Siemens | MCB | Betagard miniature circuit breakers - Betagard Circuit Breakers | 1P, 240/415V AC ¦ 1P, 220V DC ¦ 25 1 Characterestic C, DC | Rated current I (A) n: 25 | MW: 1 | Version: Characterestic C, DC |  |  |  | Not stocked | 5SL51257RC |  | Not listed |  | Betagard 5SL |  |  | 1/12 | Price not in this list - refer Siemens Electrical Installations A to Z price list | 88
2870 | Siemens | MCB | Betagard miniature circuit breakers - Betagard Circuit Breakers | 1P, 240/415V AC ¦ 1P, 220V DC ¦ 32 1 Characterestic C, DC | Rated current I (A) n: 32 | MW: 1 | Version: Characterestic C, DC |  |  |  | Not stocked | 5SL51327RC |  | Not listed |  | Betagard 5SL |  |  | 1/12 | Price not in this list - refer Siemens Electrical Installations A to Z price list | 88
2871 | Siemens | MCB | Betagard miniature circuit breakers - Betagard Circuit Breakers | 1P, 240/415V AC ¦ 1P, 220V DC ¦ 40 1 Characterestic C, DC | Rated current I (A) n: 40 | MW: 1 | Version: Characterestic C, DC |  |  |  | Not stocked | 5SL51407RC |  | Not listed |  | Betagard 5SL |  |  | 1/12 | Price not in this list - refer Siemens Electrical Installations A to Z price list | 88
2872 | Siemens | MCB | Betagard miniature circuit breakers - Betagard Circuit Breakers | 1P, 240/415V AC ¦ 1P, 220V DC ¦ 50 1 Characterestic C, DC | Rated current I (A) n: 50 | MW: 1 | Version: Characterestic C, DC |  |  |  | Not stocked | 5SL51507RC |  | Not listed |  | Betagard 5SL |  |  | 1/12 | Price not in this list - refer Siemens Electrical Installations A to Z price list | 88
2873 | Siemens | MCB | Betagard miniature circuit breakers - Betagard Circuit Breakers | 1P, 240/415V AC ¦ 1P, 220V DC ¦ 63 1 Characterestic C, DC | Rated current I (A) n: 63 | MW: 1 | Version: Characterestic C, DC |  |  |  | Not stocked | 5SL51637RC |  | Not listed |  | Betagard 5SL |  |  | 1/12 | Price not in this list - refer Siemens Electrical Installations A to Z price list | 88
2874 | Siemens | MCB | Betagard miniature circuit breakers - Betagard Circuit Breakers | 2P, 415V AC ¦ 0.5 2 Characteristic C | Rated current I (A) n: 0.5 | MW: 2 | Version: Characteristic C |  |  |  | Not stocked | 5SL72057RC |  | Not listed |  | Betagard 5SL |  |  | 1/6 | Price not in this list - refer Siemens Electrical Installations A to Z price list | 88
2875 | Siemens | MCB | Betagard miniature circuit breakers - Betagard Circuit Breakers | 2P, 415V AC ¦ 1 2 Characteristic C | Rated current I (A) n: 1 | MW: 2 | Version: Characteristic C |  |  |  | Not stocked | 5SL72017RC |  | Not listed |  | Betagard 5SL |  |  | 1/6 | Price not in this list - refer Siemens Electrical Installations A to Z price list | 88
2876 | Siemens | MCB | Betagard miniature circuit breakers - Betagard Circuit Breakers | 2P, 415V AC ¦ 2 3 2 Characteristic C | Rated current I (A) n: 2 3 | MW: 2 | Version: Characteristic C |  |  |  | Not stocked | 5SL72027RC |  | Not listed |  | Betagard 5SL | – |  | 1/6 1/6 | Price not in this list - refer Siemens Electrical Installations A to Z price list | 88
2877 | Siemens | MCB | Betagard miniature circuit breakers - Betagard Circuit Breakers | 2P, 415V AC ¦ 4 2 Characteristic C | Rated current I (A) n: 4 | MW: 2 | Version: Characteristic C |  |  |  | Not stocked | 5SL72047RC |  | Not listed |  | Betagard 5SL |  |  | 1/6 | Price not in this list - refer Siemens Electrical Installations A to Z price list | 88
2878 | Siemens | MCB | Betagard miniature circuit breakers - Betagard Circuit Breakers | 2P, 415V AC ¦ 6 8 2 Characteristic C | Rated current I (A) n: 6 8 | MW: 2 | Version: Characteristic C |  |  |  | Not stocked | 5SL72067RC |  | Not listed |  | Betagard 5SL | – |  | 1/6 1/6 | Price not in this list - refer Siemens Electrical Installations A to Z price list | 88
2879 | Siemens | MCB | Betagard miniature circuit breakers - Betagard Circuit Breakers | 2P, 415V AC ¦ 10 2 Characteristic C | Rated current I (A) n: 10 | MW: 2 | Version: Characteristic C |  |  |  | Not stocked | 5SL72107RC |  | Not listed |  | Betagard 5SL |  |  | 1/6 | Price not in this list - refer Siemens Electrical Installations A to Z price list | 88
2880 | Siemens | MCB | Betagard miniature circuit breakers - Betagard Circuit Breakers | 2P, 415V AC ¦ 16 2 Characteristic C | Rated current I (A) n: 16 | MW: 2 | Version: Characteristic C |  |  |  | Not stocked | 5SL72167RC |  | Not listed |  | Betagard 5SL |  |  | 1/6 | Price not in this list - refer Siemens Electrical Installations A to Z price list | 88
2881 | Siemens | MCB | Betagard miniature circuit breakers - Betagard Circuit Breakers | 2P, 415V AC ¦ 20 2 Characteristic C | Rated current I (A) n: 20 | MW: 2 | Version: Characteristic C |  |  |  | Not stocked | 5SL72207RC |  | Not listed |  | Betagard 5SL |  |  | 1/6 | Price not in this list - refer Siemens Electrical Installations A to Z price list | 88
2882 | Siemens | MCB | Betagard miniature circuit breakers - Betagard Circuit Breakers | 2P, 415V AC ¦ 25 2 Characteristic C | Rated current I (A) n: 25 | MW: 2 | Version: Characteristic C |  |  |  | Not stocked | 5SL72257RC |  | Not listed |  | Betagard 5SL |  |  | 1/6 | Price not in this list - refer Siemens Electrical Installations A to Z price list | 88
2883 | Siemens | MCB | Betagard miniature circuit breakers - Betagard Circuit Breakers | 2P, 415V AC ¦ 32 2 Characteristic C | Rated current I (A) n: 32 | MW: 2 | Version: Characteristic C |  |  |  | Not stocked | 5SL72327RC |  | Not listed |  | Betagard 5SL |  |  | 1/6 | Price not in this list - refer Siemens Electrical Installations A to Z price list | 88
2884 | Siemens | MCB | Betagard miniature circuit breakers - Betagard Circuit Breakers | 2P, 415V AC ¦ 40 2 Characteristic C | Rated current I (A) n: 40 | MW: 2 | Version: Characteristic C |  |  |  | Not stocked | 5SL72407RC |  | Not listed |  | Betagard 5SL |  |  | 1/6 | Price not in this list - refer Siemens Electrical Installations A to Z price list | 88
2885 | Siemens | MCB | Betagard miniature circuit breakers - Betagard Circuit Breakers | 2P, 415V AC ¦ 50 2 Characteristic C | Rated current I (A) n: 50 | MW: 2 | Version: Characteristic C |  |  |  | Not stocked | 5SL72507RC |  | Not listed |  | Betagard 5SL |  |  | 1/6 | Price not in this list - refer Siemens Electrical Installations A to Z price list | 88
2886 | Siemens | MCB | Betagard miniature circuit breakers - Betagard Circuit Breakers | 2P, 415V AC ¦ 63 2 Characteristic C | Rated current I (A) n: 63 | MW: 2 | Version: Characteristic C |  |  |  | Not stocked | 5SL72637RC |  | Not listed |  | Betagard 5SL |  |  | 1/6 | Price not in this list - refer Siemens Electrical Installations A to Z price list | 88
2887 | Siemens | MCB | Betagard miniature circuit breakers - Betagard Circuit Breakers | 2P, 415V AC ¦ 2P, 440V DC ¦ 0.5 2 Characteristic D | Rated current I (A) n: 0.5 | MW: 2 | Version: Characteristic D |  |  |  | Not stocked | 5SL72058RC |  | Not listed |  | Betagard 5SL |  |  | 1/6 | Price not in this list - refer Siemens Electrical Installations A to Z price list | 88
2888 | Siemens | MCB | Betagard miniature circuit breakers - Betagard Circuit Breakers | 2P, 415V AC ¦ 2P, 440V DC ¦ 1 2 Characteristic D | Rated current I (A) n: 1 | MW: 2 | Version: Characteristic D |  |  |  | Not stocked | 5SL72018RC |  | Not listed |  | Betagard 5SL |  |  | 1/6 | Price not in this list - refer Siemens Electrical Installations A to Z price list | 88
2889 | Siemens | MCB | Betagard miniature circuit breakers - Betagard Circuit Breakers | 2P, 415V AC ¦ 2P, 440V DC ¦ 2 3 2 Characteristic D | Rated current I (A) n: 2 3 | MW: 2 | Version: Characteristic D |  |  |  | Not stocked | 5SL72028RC |  | Not listed |  | Betagard 5SL | – |  | 1/6 1/6 | Price not in this list - refer Siemens Electrical Installations A to Z price list | 88
2890 | Siemens | MCB | Betagard miniature circuit breakers - Betagard Circuit Breakers | 2P, 415V AC ¦ 2P, 440V DC ¦ 4 2 Characteristic D | Rated current I (A) n: 4 | MW: 2 | Version: Characteristic D |  |  |  | Not stocked | 5SL72048RC |  | Not listed |  | Betagard 5SL |  |  | 1/6 | Price not in this list - refer Siemens Electrical Installations A to Z price list | 88
2891 | Siemens | MCB | Betagard miniature circuit breakers - Betagard Circuit Breakers | 2P, 415V AC ¦ 2P, 440V DC ¦ 6 8 2 Characteristic D | Rated current I (A) n: 6 8 | MW: 2 | Version: Characteristic D |  |  |  | Not stocked | 5SL72068RC |  | Not listed |  | Betagard 5SL | – |  | 1/6 1/6 | Price not in this list - refer Siemens Electrical Installations A to Z price list | 88
2892 | Siemens | MCB | Betagard miniature circuit breakers - Betagard Circuit Breakers | 2P, 415V AC ¦ 2P, 440V DC ¦ 10 2 Characteristic D | Rated current I (A) n: 10 | MW: 2 | Version: Characteristic D |  |  |  | Not stocked | 5SL72108RC |  | Not listed |  | Betagard 5SL |  |  | 1/6 | Price not in this list - refer Siemens Electrical Installations A to Z price list | 88
2893 | Siemens | MCB | Betagard miniature circuit breakers - Betagard Circuit Breakers | 2P, 415V AC ¦ 2P, 440V DC ¦ 16 2 Characteristic D | Rated current I (A) n: 16 | MW: 2 | Version: Characteristic D |  |  |  | Not stocked | 5SL72168RC |  | Not listed |  | Betagard 5SL |  |  | 1/6 | Price not in this list - refer Siemens Electrical Installations A to Z price list | 88
2894 | Siemens | MCB | Betagard miniature circuit breakers - Betagard Circuit Breakers | 2P, 415V AC ¦ 2P, 440V DC ¦ 20 2 Characteristic D | Rated current I (A) n: 20 | MW: 2 | Version: Characteristic D |  |  |  | Not stocked | 5SL72208RC |  | Not listed |  | Betagard 5SL |  |  | 1/6 | Price not in this list - refer Siemens Electrical Installations A to Z price list | 88
2895 | Siemens | MCB | Betagard miniature circuit breakers - Betagard Circuit Breakers | 2P, 415V AC ¦ 2P, 440V DC ¦ 25 2 Characteristic D | Rated current I (A) n: 25 | MW: 2 | Version: Characteristic D |  |  |  | Not stocked | 5SL72258RC |  | Not listed |  | Betagard 5SL |  |  | 1/6 | Price not in this list - refer Siemens Electrical Installations A to Z price list | 88
2896 | Siemens | MCB | Betagard miniature circuit breakers - Betagard Circuit Breakers | 2P, 415V AC ¦ 2P, 440V DC ¦ 32 2 Characteristic D | Rated current I (A) n: 32 | MW: 2 | Version: Characteristic D |  |  |  | Not stocked | 5SL72328RC |  | Not listed |  | Betagard 5SL |  |  | 1/6 | Price not in this list - refer Siemens Electrical Installations A to Z price list | 88
2897 | Siemens | MCB | Betagard miniature circuit breakers - Betagard Circuit Breakers | 2P, 415V AC ¦ 2P, 440V DC ¦ 40 2 Characteristic D | Rated current I (A) n: 40 | MW: 2 | Version: Characteristic D |  |  |  | Not stocked | 5SL72408RC |  | Not listed |  | Betagard 5SL |  |  | 1/6 | Price not in this list - refer Siemens Electrical Installations A to Z price list | 88
2898 | Siemens | MCB | Betagard miniature circuit breakers - Betagard Circuit Breakers | 2P, 415V AC ¦ 2P, 440V DC ¦ 50 2 Characteristic D | Rated current I (A) n: 50 | MW: 2 | Version: Characteristic D |  |  |  | Not stocked | 5SL72508RC |  | Not listed |  | Betagard 5SL |  |  | 1/6 | Price not in this list - refer Siemens Electrical Installations A to Z price list | 88
2899 | Siemens | MCB | Betagard miniature circuit breakers - Betagard Circuit Breakers | 2P, 415V AC ¦ 2P, 440V DC ¦ 63 2 Characteristic D | Rated current I (A) n: 63 | MW: 2 | Version: Characteristic D |  |  |  | Not stocked | 5SL72638RC |  | Not listed |  | Betagard 5SL |  |  | 1/6 | Price not in this list - refer Siemens Electrical Installations A to Z price list | 88
2900 | Siemens | MCB | Betagard miniature circuit breakers - Betagard Circuit Breakers | 2P, 415V AC ¦ 2P, 440V DC ¦ 0.5 2 Characterestic C, DC | Rated current I (A) n: 0.5 | MW: 2 | Version: Characterestic C, DC |  |  |  | Not stocked | 5SL52057RC |  | Not listed |  | Betagard 5SL |  |  | 1/6 | Price not in this list - refer Siemens Electrical Installations A to Z price list | 88
2901 | Siemens | MCB | Betagard miniature circuit breakers - Betagard Circuit Breakers | 2P, 415V AC ¦ 2P, 440V DC ¦ 1 2 Characterestic C, DC | Rated current I (A) n: 1 | MW: 2 | Version: Characterestic C, DC |  |  |  | Not stocked | 5SL52017RC |  | Not listed |  | Betagard 5SL |  |  | 1/6 | Price not in this list - refer Siemens Electrical Installations A to Z price list | 88
2902 | Siemens | MCB | Betagard miniature circuit breakers - Betagard Circuit Breakers | 2P, 415V AC ¦ 2P, 440V DC ¦ 2 Characterestic C, DC | Rated current I (A) n: 2 | Version: Characterestic C, DC |  |  |  |  | Not stocked | 5SL52027RC |  | Not listed |  | Betagard 5SL |  |  | 1/6 | Price not in this list - refer Siemens Electrical Installations A to Z price list | 88
2903 | Siemens | MCB | Betagard miniature circuit breakers - Betagard Circuit Breakers | 2P, 415V AC ¦ 2P, 440V DC ¦ 3 2 Characterestic C, DC | Rated current I (A) n: 3 | MW: 2 | Version: Characterestic C, DC |  |  |  | Not stocked | 5SL52037RC |  | Not listed |  | Betagard 5SL |  |  | 1/6 | Price not in this list - refer Siemens Electrical Installations A to Z price list | 88
2904 | Siemens | MCB | Betagard miniature circuit breakers - Betagard Circuit Breakers | 2P, 415V AC ¦ 2P, 440V DC ¦ 4 2 Characterestic C, DC | Rated current I (A) n: 4 | MW: 2 | Version: Characterestic C, DC |  |  |  | Not stocked | 5SL52047RC |  | Not listed |  | Betagard 5SL |  |  | 1/6 | Price not in this list - refer Siemens Electrical Installations A to Z price list | 88
2905 | Siemens | MCB | Betagard miniature circuit breakers - Betagard Circuit Breakers | 2P, 415V AC ¦ 2P, 440V DC ¦ 6 2 Characterestic C, DC | Rated current I (A) n: 6 | MW: 2 | Version: Characterestic C, DC |  |  |  | Not stocked | 5SL52067RC |  | Not listed |  | Betagard 5SL |  |  | 1/6 | Price not in this list - refer Siemens Electrical Installations A to Z price list | 88
2906 | Siemens | MCB | Betagard miniature circuit breakers - Betagard Circuit Breakers | 2P, 415V AC ¦ 2P, 440V DC ¦ 8 2 Characterestic C, DC | Rated current I (A) n: 8 | MW: 2 | Version: Characterestic C, DC |  |  |  | Not stocked | 5SL52087RC |  | Not listed |  | Betagard 5SL |  |  | 1/6 | Price not in this list - refer Siemens Electrical Installations A to Z price list | 88
2907 | Siemens | MCB | Betagard miniature circuit breakers - Betagard Circuit Breakers | 2P, 415V AC ¦ 2P, 440V DC ¦ 10 2 Characterestic C, DC | Rated current I (A) n: 10 | MW: 2 | Version: Characterestic C, DC |  |  |  | Not stocked | 5SL52107RC |  | Not listed |  | Betagard 5SL |  |  | 1/6 | Price not in this list - refer Siemens Electrical Installations A to Z price list | 88
2908 | Siemens | MCB | Betagard miniature circuit breakers - Betagard Circuit Breakers | 2P, 415V AC ¦ 2P, 440V DC ¦ 16 2 Characterestic C, DC | Rated current I (A) n: 16 | MW: 2 | Version: Characterestic C, DC |  |  |  | Not stocked | 5SL52167RC |  | Not listed |  | Betagard 5SL |  |  | 1/6 | Price not in this list - refer Siemens Electrical Installations A to Z price list | 88
2909 | Siemens | MCB | Betagard miniature circuit breakers - Betagard Circuit Breakers | 2P, 415V AC ¦ 2P, 440V DC ¦ 20 2 Characterestic C, DC | Rated current I (A) n: 20 | MW: 2 | Version: Characterestic C, DC |  |  |  | Not stocked | 5SL52207RC |  | Not listed |  | Betagard 5SL |  |  | 1/6 | Price not in this list - refer Siemens Electrical Installations A to Z price list | 88
2910 | Siemens | MCB | Betagard miniature circuit breakers - Betagard Circuit Breakers | 2P, 415V AC ¦ 2P, 440V DC ¦ 25 2 Characterestic C, DC | Rated current I (A) n: 25 | MW: 2 | Version: Characterestic C, DC |  |  |  | Not stocked | 5SL52257RC |  | Not listed |  | Betagard 5SL |  |  | 1/6 | Price not in this list - refer Siemens Electrical Installations A to Z price list | 88
2911 | Siemens | MCB | Betagard miniature circuit breakers - Betagard Circuit Breakers | 2P, 415V AC ¦ 2P, 440V DC ¦ 32 2 Characterestic C, DC | Rated current I (A) n: 32 | MW: 2 | Version: Characterestic C, DC |  |  |  | Not stocked | 5SL52327RC |  | Not listed |  | Betagard 5SL |  |  | 1/6 | Price not in this list - refer Siemens Electrical Installations A to Z price list | 88
2912 | Siemens | MCB | Betagard miniature circuit breakers - Betagard Circuit Breakers | 2P, 415V AC ¦ 2P, 440V DC ¦ 40 2 Characterestic C, DC | Rated current I (A) n: 40 | MW: 2 | Version: Characterestic C, DC |  |  |  | Not stocked | 5SL52407RC |  | Not listed |  | Betagard 5SL |  |  | 1/6 | Price not in this list - refer Siemens Electrical Installations A to Z price list | 88
2913 | Siemens | MCB | Betagard miniature circuit breakers - Betagard Circuit Breakers | 2P, 415V AC ¦ 2P, 440V DC ¦ 50 2 Characterestic C, DC | Rated current I (A) n: 50 | MW: 2 | Version: Characterestic C, DC |  |  |  | Not stocked | 5SL52507RC |  | Not listed |  | Betagard 5SL |  |  | 1/6 | Price not in this list - refer Siemens Electrical Installations A to Z price list | 88
2914 | Siemens | MCB | Betagard miniature circuit breakers - Betagard Circuit Breakers | 2P, 415V AC ¦ 2P, 440V DC ¦ 63 2 Characterestic C, DC | Rated current I (A) n: 63 | MW: 2 | Version: Characterestic C, DC |  |  |  | Not stocked | 5SL52637RC |  | Not listed |  | Betagard 5SL |  |  | 1/6 | Price not in this list - refer Siemens Electrical Installations A to Z price list | 88
2915 | Siemens | MCB | Betagard miniature circuit breakers - Betagard Circuit Breakers | 3P, 415V AC ¦ 0.5 3 Characteristic C | Rated current I (A) n: 0.5 | MW: 3 | Version: Characteristic C |  |  |  | Not stocked | 5SL73057RC |  | Not listed |  | Betagard 5SL |  |  | 1/4 | Price not in this list - refer Siemens Electrical Installations A to Z price list | 88
2916 | Siemens | MCB | Betagard miniature circuit breakers - Betagard Circuit Breakers | 3P, 415V AC ¦ 1 3 Characteristic C | Rated current I (A) n: 1 | MW: 3 | Version: Characteristic C |  |  |  | Not stocked | 5SL73017RC |  | Not listed |  | Betagard 5SL |  |  | 1/4 | Price not in this list - refer Siemens Electrical Installations A to Z price list | 88
2917 | Siemens | MCB | Betagard miniature circuit breakers - Betagard Circuit Breakers | 3P, 415V AC ¦ 2 3 Characteristic C | Rated current I (A) n: 2 | MW: 3 | Version: Characteristic C |  |  |  | Not stocked | 5SL73027RC |  | Not listed |  | Betagard 5SL |  |  | 1/4 | Price not in this list - refer Siemens Electrical Installations A to Z price list | 88
2918 | Siemens | MCB | Betagard miniature circuit breakers - Betagard Circuit Breakers | 3P, 415V AC ¦ 4 3 Characteristic C | Rated current I (A) n: 4 | MW: 3 | Version: Characteristic C |  |  |  | Not stocked | 5SL73047RC |  | Not listed |  | Betagard 5SL |  |  | 1/4 | Price not in this list - refer Siemens Electrical Installations A to Z price list | 88
2919 | Siemens | MCB | Betagard miniature circuit breakers - Betagard Circuit Breakers | 3P, 415V AC ¦ 6 3 Characteristic C | Rated current I (A) n: 6 | MW: 3 | Version: Characteristic C |  |  |  | Not stocked | 5SL73067RC |  | Not listed |  | Betagard 5SL |  |  | 1/4 | Price not in this list - refer Siemens Electrical Installations A to Z price list | 88
2920 | Siemens | MCB | Betagard miniature circuit breakers - Betagard Circuit Breakers | 3P, 415V AC ¦ 10 3 Characteristic C | Rated current I (A) n: 10 | MW: 3 | Version: Characteristic C |  |  |  | Not stocked | 5SL73107RC |  | Not listed |  | Betagard 5SL |  |  | 1/4 | Price not in this list - refer Siemens Electrical Installations A to Z price list | 88
2921 | Siemens | MCB | Betagard miniature circuit breakers - Betagard Circuit Breakers | 3P, 415V AC ¦ 16 3 Characteristic C | Rated current I (A) n: 16 | MW: 3 | Version: Characteristic C |  |  |  | Not stocked | 5SL73167RC |  | Not listed |  | Betagard 5SL |  |  | 1/4 | Price not in this list - refer Siemens Electrical Installations A to Z price list | 88
2922 | Siemens | MCB | Betagard miniature circuit breakers - Betagard Circuit Breakers | 3P, 415V AC ¦ 20 3 Characteristic C | Rated current I (A) n: 20 | MW: 3 | Version: Characteristic C |  |  |  | Not stocked | 5SL73207RC |  | Not listed |  | Betagard 5SL |  |  | 1/4 | Price not in this list - refer Siemens Electrical Installations A to Z price list | 88
2923 | Siemens | MCB | Betagard miniature circuit breakers - Betagard Circuit Breakers | 3P, 415V AC ¦ 25 3 Characteristic C | Rated current I (A) n: 25 | MW: 3 | Version: Characteristic C |  |  |  | Not stocked | 5SL73257RC |  | Not listed |  | Betagard 5SL |  |  | 1/4 | Price not in this list - refer Siemens Electrical Installations A to Z price list | 88
2924 | Siemens | MCB | Betagard miniature circuit breakers - Betagard Circuit Breakers | 3P, 415V AC ¦ 32 3 Characteristic C | Rated current I (A) n: 32 | MW: 3 | Version: Characteristic C |  |  |  | Not stocked | 5SL73327RC |  | Not listed |  | Betagard 5SL |  |  | 1/4 | Price not in this list - refer Siemens Electrical Installations A to Z price list | 88
2925 | Siemens | MCB | Betagard miniature circuit breakers - Betagard Circuit Breakers | 3P, 415V AC ¦ 40 3 Characteristic C | Rated current I (A) n: 40 | MW: 3 | Version: Characteristic C |  |  |  | Not stocked | 5SL73407RC |  | Not listed |  | Betagard 5SL |  |  | 1/4 | Price not in this list - refer Siemens Electrical Installations A to Z price list | 88
2926 | Siemens | MCB | Betagard miniature circuit breakers - Betagard Circuit Breakers | 3P, 415V AC ¦ 50 3 Characteristic C | Rated current I (A) n: 50 | MW: 3 | Version: Characteristic C |  |  |  | Not stocked | 5SL73507RC |  | Not listed |  | Betagard 5SL |  |  | 1/4 | Price not in this list - refer Siemens Electrical Installations A to Z price list | 88
2927 | Siemens | MCB | Betagard miniature circuit breakers - Betagard Circuit Breakers | 3P, 415V AC ¦ 63 3 Characteristic C | Rated current I (A) n: 63 | MW: 3 | Version: Characteristic C |  |  |  | Not stocked | 5SL73637RC |  | Not listed |  | Betagard 5SL |  |  | 1/4 | Price not in this list - refer Siemens Electrical Installations A to Z price list | 88
2928 | Siemens | MCB | Betagard miniature circuit breakers - Betagard Circuit Breakers | 3P, 415V AC ¦ 0.5 3 – – – – – – – – – – – – – Characteristic D | Rated current I (A) n: 0.5 | MW: 3 | Characterestic C, DC: – – – – – – – – – – – – – | Version: Characteristic D |  |  | Not stocked | 5SL73058RC |  | Not listed |  | Betagard 5SL |  |  | 1/4 | Price not in this list - refer Siemens Electrical Installations A to Z price list | 88
2929 | Siemens | MCB | Betagard miniature circuit breakers - Betagard Circuit Breakers | 3P, 415V AC ¦ 1 3 – – – – – – – – – – – – – Characteristic D | Rated current I (A) n: 1 | MW: 3 | Characterestic C, DC: – – – – – – – – – – – – – | Version: Characteristic D |  |  | Not stocked | 5SL73018RC |  | Not listed |  | Betagard 5SL |  |  | 1/4 | Price not in this list - refer Siemens Electrical Installations A to Z price list | 88
2930 | Siemens | MCB | Betagard miniature circuit breakers - Betagard Circuit Breakers | 3P, 415V AC ¦ 2 3 – – – – – – – – – – – – – Characteristic D | Rated current I (A) n: 2 | MW: 3 | Characterestic C, DC: – – – – – – – – – – – – – | Version: Characteristic D |  |  | Not stocked | 5SL73028RC |  | Not listed |  | Betagard 5SL |  |  | 1/4 | Price not in this list - refer Siemens Electrical Installations A to Z price list | 88
2931 | Siemens | MCB | Betagard miniature circuit breakers - Betagard Circuit Breakers | 3P, 415V AC ¦ 4 3 – – – – – – – – – – – – – Characteristic D | Rated current I (A) n: 4 | MW: 3 | Characterestic C, DC: – – – – – – – – – – – – – | Version: Characteristic D |  |  | Not stocked | 5SL73048RC |  | Not listed |  | Betagard 5SL |  |  | 1/4 | Price not in this list - refer Siemens Electrical Installations A to Z price list | 88
2932 | Siemens | MCB | Betagard miniature circuit breakers - Betagard Circuit Breakers | 3P, 415V AC ¦ 6 3 – – – – – – – – – – – – – Characteristic D | Rated current I (A) n: 6 | MW: 3 | Characterestic C, DC: – – – – – – – – – – – – – | Version: Characteristic D |  |  | Not stocked | 5SL73068RC |  | Not listed |  | Betagard 5SL |  |  | 1/4 | Price not in this list - refer Siemens Electrical Installations A to Z price list | 88
2933 | Siemens | MCB | Betagard miniature circuit breakers - Betagard Circuit Breakers | 3P, 415V AC ¦ 10 3 – – – – – – – – – – – – – Characteristic D | Rated current I (A) n: 10 | MW: 3 | Characterestic C, DC: – – – – – – – – – – – – – | Version: Characteristic D |  |  | Not stocked | 5SL73108RC |  | Not listed |  | Betagard 5SL |  |  | 1/4 | Price not in this list - refer Siemens Electrical Installations A to Z price list | 88
2934 | Siemens | MCB | Betagard miniature circuit breakers - Betagard Circuit Breakers | 3P, 415V AC ¦ 16 3 – – – – – – – – – – – – – Characteristic D | Rated current I (A) n: 16 | MW: 3 | Characterestic C, DC: – – – – – – – – – – – – – | Version: Characteristic D |  |  | Not stocked | 5SL73168RC |  | Not listed |  | Betagard 5SL |  |  | 1/4 | Price not in this list - refer Siemens Electrical Installations A to Z price list | 88
2935 | Siemens | MCB | Betagard miniature circuit breakers - Betagard Circuit Breakers | 3P, 415V AC ¦ 20 3 – – – – – – – – – – – – – Characteristic D | Rated current I (A) n: 20 | MW: 3 | Characterestic C, DC: – – – – – – – – – – – – – | Version: Characteristic D |  |  | Not stocked | 5SL73208RC |  | Not listed |  | Betagard 5SL |  |  | 1/4 | Price not in this list - refer Siemens Electrical Installations A to Z price list | 88
2936 | Siemens | MCB | Betagard miniature circuit breakers - Betagard Circuit Breakers | 3P, 415V AC ¦ 25 3 – – – – – – – – – – – – – Characteristic D | Rated current I (A) n: 25 | MW: 3 | Characterestic C, DC: – – – – – – – – – – – – – | Version: Characteristic D |  |  | Not stocked | 5SL73258RC |  | Not listed |  | Betagard 5SL |  |  | 1/4 | Price not in this list - refer Siemens Electrical Installations A to Z price list | 88
2937 | Siemens | MCB | Betagard miniature circuit breakers - Betagard Circuit Breakers | 3P, 415V AC ¦ 32 3 – – – – – – – – – – – – – Characteristic D | Rated current I (A) n: 32 | MW: 3 | Characterestic C, DC: – – – – – – – – – – – – – | Version: Characteristic D |  |  | Not stocked | 5SL73328RC |  | Not listed |  | Betagard 5SL |  |  | 1/4 | Price not in this list - refer Siemens Electrical Installations A to Z price list | 88
2938 | Siemens | MCB | Betagard miniature circuit breakers - Betagard Circuit Breakers | 3P, 415V AC ¦ 40 3 – – – – – – – – – – – – – Characteristic D | Rated current I (A) n: 40 | MW: 3 | Characterestic C, DC: – – – – – – – – – – – – – | Version: Characteristic D |  |  | Not stocked | 5SL73408RC |  | Not listed |  | Betagard 5SL |  |  | 1/4 | Price not in this list - refer Siemens Electrical Installations A to Z price list | 88
2939 | Siemens | MCB | Betagard miniature circuit breakers - Betagard Circuit Breakers | 3P, 415V AC ¦ 50 3 – – – – – – – – – – – – – Characteristic D | Rated current I (A) n: 50 | MW: 3 | Characterestic C, DC: – – – – – – – – – – – – – | Version: Characteristic D |  |  | Not stocked | 5SL73508RC |  | Not listed |  | Betagard 5SL |  |  | 1/4 | Price not in this list - refer Siemens Electrical Installations A to Z price list | 88
2940 | Siemens | MCB | Betagard miniature circuit breakers - Betagard Circuit Breakers | 3P, 415V AC ¦ 63 3 – – – – – – – – – – – – – Characteristic D | Rated current I (A) n: 63 | MW: 3 | Characterestic C, DC: – – – – – – – – – – – – – | Version: Characteristic D |  |  | Not stocked | 5SL73638RC |  | Not listed |  | Betagard 5SL |  |  | 1/4 | Price not in this list - refer Siemens Electrical Installations A to Z price list | 88
2941 | Siemens | MCB | Betagard miniature circuit breakers - Betagard Circuit Breakers | 4P, 415V AC ¦ 0.5 4 Characteristic C | Rated current I (A) n: 0.5 | MW: 4 | Version: Characteristic C |  |  |  | Not stocked | 5SL74057RC |  | Not listed |  | Betagard 5SL |  |  | 1/3 | Price not in this list - refer Siemens Electrical Installations A to Z price list | 88
2942 | Siemens | MCB | Betagard miniature circuit breakers - Betagard Circuit Breakers | 4P, 415V AC ¦ 1 4 Characteristic C | Rated current I (A) n: 1 | MW: 4 | Version: Characteristic C |  |  |  | Not stocked | 5SL74017RC |  | Not listed |  | Betagard 5SL |  |  | 1/3 | Price not in this list - refer Siemens Electrical Installations A to Z price list | 88
2943 | Siemens | MCB | Betagard miniature circuit breakers - Betagard Circuit Breakers | 4P, 415V AC ¦ 2 4 Characteristic C | Rated current I (A) n: 2 | MW: 4 | Version: Characteristic C |  |  |  | Not stocked | 5SL74027RC |  | Not listed |  | Betagard 5SL |  |  | 1/3 | Price not in this list - refer Siemens Electrical Installations A to Z price list | 88
2944 | Siemens | MCB | Betagard miniature circuit breakers - Betagard Circuit Breakers | 4P, 415V AC ¦ 4 Characteristic C | Rated current I (A) n: 4 | Version: Characteristic C |  |  |  |  | Not stocked | 5SL74047RC |  | Not listed |  | Betagard 5SL |  |  | 1/3 | Price not in this list - refer Siemens Electrical Installations A to Z price list | 88
2945 | Siemens | MCB | Betagard miniature circuit breakers - Betagard Circuit Breakers | 4P, 415V AC ¦ 6 4 Characteristic C | Rated current I (A) n: 6 | MW: 4 | Version: Characteristic C |  |  |  | Not stocked | 5SL74067RC |  | Not listed |  | Betagard 5SL |  |  | 1/3 | Price not in this list - refer Siemens Electrical Installations A to Z price list | 88
2946 | Siemens | MCB | Betagard miniature circuit breakers - Betagard Circuit Breakers | 4P, 415V AC ¦ 10 4 Characteristic C | Rated current I (A) n: 10 | MW: 4 | Version: Characteristic C |  |  |  | Not stocked | 5SL74107RC |  | Not listed |  | Betagard 5SL |  |  | 1/3 | Price not in this list - refer Siemens Electrical Installations A to Z price list | 88
2947 | Siemens | MCB | Betagard miniature circuit breakers - Betagard Circuit Breakers | 4P, 415V AC ¦ 16 4 Characteristic C | Rated current I (A) n: 16 | MW: 4 | Version: Characteristic C |  |  |  | Not stocked | 5SL74167RC |  | Not listed |  | Betagard 5SL |  |  | 1/3 | Price not in this list - refer Siemens Electrical Installations A to Z price list | 88
2948 | Siemens | MCB | Betagard miniature circuit breakers - Betagard Circuit Breakers | 4P, 415V AC ¦ 20 4 Characteristic C | Rated current I (A) n: 20 | MW: 4 | Version: Characteristic C |  |  |  | Not stocked | 5SL74207RC |  | Not listed |  | Betagard 5SL |  |  | 1/3 | Price not in this list - refer Siemens Electrical Installations A to Z price list | 88
2949 | Siemens | MCB | Betagard miniature circuit breakers - Betagard Circuit Breakers | 4P, 415V AC ¦ 25 4 Characteristic C | Rated current I (A) n: 25 | MW: 4 | Version: Characteristic C |  |  |  | Not stocked | 5SL74257RC |  | Not listed |  | Betagard 5SL |  |  | 1/3 | Price not in this list - refer Siemens Electrical Installations A to Z price list | 88
2950 | Siemens | MCB | Betagard miniature circuit breakers - Betagard Circuit Breakers | 4P, 415V AC ¦ 32 4 Characteristic C | Rated current I (A) n: 32 | MW: 4 | Version: Characteristic C |  |  |  | Not stocked | 5SL74327RC |  | Not listed |  | Betagard 5SL |  |  | 1/3 | Price not in this list - refer Siemens Electrical Installations A to Z price list | 88
2951 | Siemens | MCB | Betagard miniature circuit breakers - Betagard Circuit Breakers | 4P, 415V AC ¦ 40 4 Characteristic C | Rated current I (A) n: 40 | MW: 4 | Version: Characteristic C |  |  |  | Not stocked | 5SL74407RC |  | Not listed |  | Betagard 5SL |  |  | 1/3 | Price not in this list - refer Siemens Electrical Installations A to Z price list | 88
2952 | Siemens | MCB | Betagard miniature circuit breakers - Betagard Circuit Breakers | 4P, 415V AC ¦ 50 4 Characteristic C | Rated current I (A) n: 50 | MW: 4 | Version: Characteristic C |  |  |  | Not stocked | 5SL74507RC |  | Not listed |  | Betagard 5SL |  |  | 1/3 | Price not in this list - refer Siemens Electrical Installations A to Z price list | 88
2953 | Siemens | MCB | Betagard miniature circuit breakers - Betagard Circuit Breakers | 4P, 415V AC ¦ 63 4 Characteristic C | Rated current I (A) n: 63 | MW: 4 | Version: Characteristic C |  |  |  | Not stocked | 5SL74637RC |  | Not listed |  | Betagard 5SL |  |  | 1/3 | Price not in this list - refer Siemens Electrical Installations A to Z price list | 88
2954 | Siemens | MCB | Betagard miniature circuit breakers - Betagard Circuit Breakers | 4P, 415V AC ¦ 4P, 880V DC ¦ 0.5 4 Characteristic D | Rated current I (A) n: 0.5 | MW: 4 | Version: Characteristic D |  |  |  | Not stocked | 5SL74058RC |  | Not listed |  | Betagard 5SL |  |  | 1/3 | Price not in this list - refer Siemens Electrical Installations A to Z price list | 88
2955 | Siemens | MCB | Betagard miniature circuit breakers - Betagard Circuit Breakers | 4P, 415V AC ¦ 4P, 880V DC ¦ 1 4 Characteristic D | Rated current I (A) n: 1 | MW: 4 | Version: Characteristic D |  |  |  | Not stocked | 5SL74018RC |  | Not listed |  | Betagard 5SL |  |  | 1/3 | Price not in this list - refer Siemens Electrical Installations A to Z price list | 88
2956 | Siemens | MCB | Betagard miniature circuit breakers - Betagard Circuit Breakers | 4P, 415V AC ¦ 4P, 880V DC ¦ 2 4 Characteristic D | Rated current I (A) n: 2 | MW: 4 | Version: Characteristic D |  |  |  | Not stocked | 5SL74028RC |  | Not listed |  | Betagard 5SL |  |  | 1/3 | Price not in this list - refer Siemens Electrical Installations A to Z price list | 88
2957 | Siemens | MCB | Betagard miniature circuit breakers - Betagard Circuit Breakers | 4P, 415V AC ¦ 4P, 880V DC ¦ 4 Characteristic D | Rated current I (A) n: 4 | Version: Characteristic D |  |  |  |  | Not stocked | 5SL74048RC |  | Not listed |  | Betagard 5SL |  |  | 1/3 | Price not in this list - refer Siemens Electrical Installations A to Z price list | 88
2958 | Siemens | MCB | Betagard miniature circuit breakers - Betagard Circuit Breakers | 4P, 415V AC ¦ 4P, 880V DC ¦ 6 4 Characteristic D | Rated current I (A) n: 6 | MW: 4 | Version: Characteristic D |  |  |  | Not stocked | 5SL74068RC |  | Not listed |  | Betagard 5SL |  |  | 1/3 | Price not in this list - refer Siemens Electrical Installations A to Z price list | 88
2959 | Siemens | MCB | Betagard miniature circuit breakers - Betagard Circuit Breakers | 4P, 415V AC ¦ 4P, 880V DC ¦ 10 4 Characteristic D | Rated current I (A) n: 10 | MW: 4 | Version: Characteristic D |  |  |  | Not stocked | 5SL74108RC |  | Not listed |  | Betagard 5SL |  |  | 1/3 | Price not in this list - refer Siemens Electrical Installations A to Z price list | 88
2960 | Siemens | MCB | Betagard miniature circuit breakers - Betagard Circuit Breakers | 4P, 415V AC ¦ 4P, 880V DC ¦ 16 4 Characteristic D | Rated current I (A) n: 16 | MW: 4 | Version: Characteristic D |  |  |  | Not stocked | 5SL74168RC |  | Not listed |  | Betagard 5SL |  |  | 1/3 | Price not in this list - refer Siemens Electrical Installations A to Z price list | 88
2961 | Siemens | MCB | Betagard miniature circuit breakers - Betagard Circuit Breakers | 4P, 415V AC ¦ 4P, 880V DC ¦ 20 4 Characteristic D | Rated current I (A) n: 20 | MW: 4 | Version: Characteristic D |  |  |  | Not stocked | 5SL74208RC |  | Not listed |  | Betagard 5SL |  |  | 1/3 | Price not in this list - refer Siemens Electrical Installations A to Z price list | 88
2962 | Siemens | MCB | Betagard miniature circuit breakers - Betagard Circuit Breakers | 4P, 415V AC ¦ 4P, 880V DC ¦ 25 4 Characteristic D | Rated current I (A) n: 25 | MW: 4 | Version: Characteristic D |  |  |  | Not stocked | 5SL74258RC |  | Not listed |  | Betagard 5SL |  |  | 1/3 | Price not in this list - refer Siemens Electrical Installations A to Z price list | 88
2963 | Siemens | MCB | Betagard miniature circuit breakers - Betagard Circuit Breakers | 4P, 415V AC ¦ 4P, 880V DC ¦ 32 4 Characteristic D | Rated current I (A) n: 32 | MW: 4 | Version: Characteristic D |  |  |  | Not stocked | 5SL74328RC |  | Not listed |  | Betagard 5SL |  |  | 1/3 | Price not in this list - refer Siemens Electrical Installations A to Z price list | 88
2964 | Siemens | MCB | Betagard miniature circuit breakers - Betagard Circuit Breakers | 4P, 415V AC ¦ 4P, 880V DC ¦ 40 4 Characteristic D | Rated current I (A) n: 40 | MW: 4 | Version: Characteristic D |  |  |  | Not stocked | 5SL74408RC |  | Not listed |  | Betagard 5SL |  |  | 1/3 | Price not in this list - refer Siemens Electrical Installations A to Z price list | 88
2965 | Siemens | MCB | Betagard miniature circuit breakers - Betagard Circuit Breakers | 4P, 415V AC ¦ 4P, 880V DC ¦ 50 4 Characteristic D | Rated current I (A) n: 50 | MW: 4 | Version: Characteristic D |  |  |  | Not stocked | 5SL74508RC |  | Not listed |  | Betagard 5SL |  |  | 1/3 | Price not in this list - refer Siemens Electrical Installations A to Z price list | 88
2966 | Siemens | MCB | Betagard miniature circuit breakers - Betagard Circuit Breakers | 4P, 415V AC ¦ 4P, 880V DC ¦ 63 4 Characteristic D | Rated current I (A) n: 63 | MW: 4 | Version: Characteristic D |  |  |  | Not stocked | 5SL74638RC |  | Not listed |  | Betagard 5SL |  |  | 1/3 | Price not in this list - refer Siemens Electrical Installations A to Z price list | 88
2967 | Siemens | MCB | Betagard miniature circuit breakers - Betagard Circuit Breakers | 4P, 415V AC ¦ 4P, 880V DC ¦ 0.5 1 2 4 6 4 Characterestic C, DC | Rated current I (A) n: 0.5 1 2 4 6 | MW: 4 | Version: Characterestic C, DC |  |  |  | Not stocked | 5SL54067RC |  | Not listed |  | Betagard 5SL |  |  | 1/3 1/3 1/3 1/3 1/3 | Price not in this list - refer Siemens Electrical Installations A to Z price list | 88
2968 | Siemens | MCB | Betagard miniature circuit breakers - Betagard Circuit Breakers | 4P, 415V AC ¦ 4P, 880V DC ¦ 0.5 1 2 4 10 4 Characterestic C, DC | Rated current I (A) n: 0.5 1 2 4 10 | MW: 4 | Version: Characterestic C, DC |  |  |  | Not stocked | 5SL54107RC |  | Not listed |  | Betagard 5SL |  |  | 1/3 1/3 1/3 1/3 1/3 | Price not in this list - refer Siemens Electrical Installations A to Z price list | 88
2969 | Siemens | MCB | Betagard miniature circuit breakers - Betagard Circuit Breakers | 4P, 415V AC ¦ 4P, 880V DC ¦ 0.5 1 2 4 16 20 4 Characterestic C, DC | Rated current I (A) n: 0.5 1 2 4 16 20 | MW: 4 | Version: Characterestic C, DC |  |  |  | Not stocked | 5SL54167RC |  | Not listed |  | Betagard 5SL | – |  | 1/3 1/3 1/3 1/3 1/3 1/3 | Price not in this list - refer Siemens Electrical Installations A to Z price list | 88
2970 | Siemens | MCB | Betagard miniature circuit breakers - Betagard Circuit Breakers | 4P, 415V AC ¦ 4P, 880V DC ¦ 0.5 1 2 4 25 4 Characterestic C, DC | Rated current I (A) n: 0.5 1 2 4 25 | MW: 4 | Version: Characterestic C, DC |  |  |  | Not stocked | 5SL54257RC |  | Not listed |  | Betagard 5SL |  |  | 1/3 1/3 1/3 1/3 1/3 | Price not in this list - refer Siemens Electrical Installations A to Z price list | 88
2971 | Siemens | MCB | Betagard miniature circuit breakers - Betagard Circuit Breakers | 4P, 415V AC ¦ 4P, 880V DC ¦ 0.5 1 2 4 32 4 Characterestic C, DC | Rated current I (A) n: 0.5 1 2 4 32 | MW: 4 | Version: Characterestic C, DC |  |  |  | Not stocked | 5SL54327RC |  | Not listed |  | Betagard 5SL |  |  | 1/3 1/3 1/3 1/3 1/3 | Price not in this list - refer Siemens Electrical Installations A to Z price list | 88
2972 | Siemens | MCB | Betagard miniature circuit breakers - Betagard Circuit Breakers | 4P, 415V AC ¦ 4P, 880V DC ¦ 0.5 1 2 4 40 50 4 Characterestic C, DC | Rated current I (A) n: 0.5 1 2 4 40 50 | MW: 4 | Version: Characterestic C, DC |  |  |  | Not stocked | 5SL54407RC |  | Not listed |  | Betagard 5SL | – |  | 1/3 1/3 1/3 1/3 1/3 1/3 | Price not in this list - refer Siemens Electrical Installations A to Z price list | 88
2973 | Siemens | MCB | Betagard miniature circuit breakers - Betagard Circuit Breakers | 4P, 415V AC ¦ 4P, 880V DC ¦ 0.5 1 2 4 63 4 Characterestic C, DC | Rated current I (A) n: 0.5 1 2 4 63 | MW: 4 | Version: Characterestic C, DC |  |  |  | Not stocked | 5SL54637RC |  | Not listed |  | Betagard 5SL |  |  | 1/3 1/3 1/3 1/3 1/3 | Price not in this list - refer Siemens Electrical Installations A to Z price list | 88
2974 | Siemens | Fuse | LV HRC fuses (DIN) 3NA - Upto 800A, 500V AC, S.C. breaking capacity 120kA | 000 2 | Size: 000 | Rated current (A): 2 |  |  |  |  | Not stocked | 3NA78020RC |  | 820 |  | 3NA (DIN) |  |  | 1/6 | Price is MRP | 90
2975 | Siemens | Fuse | LV HRC fuses (DIN) 3NA - Upto 800A, 500V AC, S.C. breaking capacity 120kA | 000 4 | Size: 000 | Rated current (A): 4 |  |  |  |  | Not stocked | 3NA78040RC |  | 820 |  | 3NA (DIN) |  |  | 1/6 | Price is MRP | 90
2976 | Siemens | Fuse | LV HRC fuses (DIN) 3NA - Upto 800A, 500V AC, S.C. breaking capacity 120kA | 000 6 | Size: 000 | Rated current (A): 6 |  |  |  |  | Not stocked | 3NA78010RC |  | 820 |  | 3NA (DIN) |  |  | 1/6 | Price is MRP | 90
2977 | Siemens | Fuse | LV HRC fuses (DIN) 3NA - Upto 800A, 500V AC, S.C. breaking capacity 120kA | 000 10 | Size: 000 | Rated current (A): 10 |  |  |  |  | Not stocked | 3NA78030RC |  | 820 |  | 3NA (DIN) |  |  | 1/6 | Price is MRP | 90
2978 | Siemens | Fuse | LV HRC fuses (DIN) 3NA - Upto 800A, 500V AC, S.C. breaking capacity 120kA | 000 16 | Size: 000 | Rated current (A): 16 |  |  |  |  | Not stocked | 3NA78050RC |  | 830 |  | 3NA (DIN) |  |  | 1/6 | Price is MRP | 90
2979 | Siemens | Fuse | LV HRC fuses (DIN) 3NA - Upto 800A, 500V AC, S.C. breaking capacity 120kA | 000 20 | Size: 000 | Rated current (A): 20 |  |  |  |  | Not stocked | 3NA78070RC |  | 830 |  | 3NA (DIN) |  |  | 1/6 | Price is MRP | 90
2980 | Siemens | Fuse | LV HRC fuses (DIN) 3NA - Upto 800A, 500V AC, S.C. breaking capacity 120kA | 000 25 | Size: 000 | Rated current (A): 25 |  |  |  |  | Not stocked | 3NA78100RC |  | 830 |  | 3NA (DIN) |  |  | 1/6 | Price is MRP | 90
2981 | Siemens | Fuse | LV HRC fuses (DIN) 3NA - Upto 800A, 500V AC, S.C. breaking capacity 120kA | 000 32 | Size: 000 | Rated current (A): 32 |  |  |  |  | Not stocked | 3NA78120RC |  | 830 |  | 3NA (DIN) |  |  | 1/6 | Price is MRP | 90
2982 | Siemens | Fuse | LV HRC fuses (DIN) 3NA - Upto 800A, 500V AC, S.C. breaking capacity 120kA | 000 40 | Size: 000 | Rated current (A): 40 |  |  |  |  | Not stocked | 3NA78170RC |  | 865 |  | 3NA (DIN) |  |  | 1/6 | Price is MRP | 90
2983 | Siemens | Fuse | LV HRC fuses (DIN) 3NA - Upto 800A, 500V AC, S.C. breaking capacity 120kA | 000 50 | Size: 000 | Rated current (A): 50 |  |  |  |  | Not stocked | 3NA78200RC |  | 865 |  | 3NA (DIN) |  |  | 1/6 | Price is MRP | 90
2984 | Siemens | Fuse | LV HRC fuses (DIN) 3NA - Upto 800A, 500V AC, S.C. breaking capacity 120kA | 000 63 | Size: 000 | Rated current (A): 63 |  |  |  |  | Not stocked | 3NA78220RC |  | 965 |  | 3NA (DIN) |  |  | 1/6 | Price is MRP | 90
2985 | Siemens | Fuse | LV HRC fuses (DIN) 3NA - Upto 800A, 500V AC, S.C. breaking capacity 120kA | 000 80 | Size: 000 | Rated current (A): 80 |  |  |  |  | Not stocked | 3NA78240RC |  | 1065 |  | 3NA (DIN) |  |  | 1/6 | Price is MRP | 90
2986 | Siemens | Fuse | LV HRC fuses (DIN) 3NA - Upto 800A, 500V AC, S.C. breaking capacity 120kA | 000 100 | Size: 000 | Rated current (A): 100 |  |  |  |  | Not stocked | 3NA78300RC |  | 1065 |  | 3NA (DIN) |  |  | 1/6 | Price is MRP | 90
2987 | Siemens | Fuse | LV HRC fuses (DIN) 3NA - Upto 800A, 500V AC, S.C. breaking capacity 120kA | 00 125 | Size: 00 | Rated current (A): 125 |  |  |  |  | Not stocked | 3NA78320RC |  | 1270 |  | 3NA (DIN) |  |  | 1/6 | Price is MRP | 90
2988 | Siemens | Fuse | LV HRC fuses (DIN) 3NA - Upto 800A, 500V AC, S.C. breaking capacity 120kA | 00 160 | Size: 00 | Rated current (A): 160 |  |  |  |  | Not stocked | 3NA78360RC |  | 1345 |  | 3NA (DIN) |  |  | 1/6 | Price is MRP | 90
2989 | Siemens | Fuse | LV HRC fuses (DIN) 3NA - Upto 800A, 500V AC, S.C. breaking capacity 120kA | 1 50 | Size: 1 | Rated current (A): 50 |  |  |  |  | Not stocked | 3NA71200RC |  | 1835 |  | 3NA (DIN) |  |  | 1/3 | Price is MRP | 90
2990 | Siemens | Fuse | LV HRC fuses (DIN) 3NA - Upto 800A, 500V AC, S.C. breaking capacity 120kA | 1 63 | Size: 1 | Rated current (A): 63 |  |  |  |  | Not stocked | 3NA71220RC |  | 1835 |  | 3NA (DIN) |  |  | 1/3 | Price is MRP | 90
2991 | Siemens | Fuse | LV HRC fuses (DIN) 3NA - Upto 800A, 500V AC, S.C. breaking capacity 120kA | 1 80 | Size: 1 | Rated current (A): 80 |  |  |  |  | Not stocked | 3NA71240RC |  | 1835 |  | 3NA (DIN) |  |  | 1/3 | Price is MRP | 90
2992 | Siemens | Fuse | LV HRC fuses (DIN) 3NA - Upto 800A, 500V AC, S.C. breaking capacity 120kA | 1 100 | Size: 1 | Rated current (A): 100 |  |  |  |  | Not stocked | 3NA71300RC |  | 1835 |  | 3NA (DIN) |  |  | 1/3 | Price is MRP | 90
2993 | Siemens | Fuse | LV HRC fuses (DIN) 3NA - Upto 800A, 500V AC, S.C. breaking capacity 120kA | 1 125 | Size: 1 | Rated current (A): 125 |  |  |  |  | Not stocked | 3NA71320RC |  | 1920 |  | 3NA (DIN) |  |  | 1/3 | Price is MRP | 90
2994 | Siemens | Fuse | LV HRC fuses (DIN) 3NA - Upto 800A, 500V AC, S.C. breaking capacity 120kA | 1 160 | Size: 1 | Rated current (A): 160 |  |  |  |  | Not stocked | 3NA71360RC |  | 1970 |  | 3NA (DIN) |  |  | 1/3 | Price is MRP | 90
2995 | Siemens | Fuse | LV HRC fuses (DIN) 3NA - Upto 800A, 500V AC, S.C. breaking capacity 120kA | 1 200 | Size: 1 | Rated current (A): 200 |  |  |  |  | Not stocked | 3NA71400RC |  | 1970 |  | 3NA (DIN) |  |  | 1/3 | Price is MRP | 90
2996 | Siemens | Fuse | LV HRC fuses (DIN) 3NA - Upto 800A, 500V AC, S.C. breaking capacity 120kA | 1 224 | Size: 1 | Rated current (A): 224 |  |  |  |  | Not stocked | 3NA71420RC |  | 2060 |  | 3NA (DIN) |  |  | 1/3 | Price is MRP | 90
2997 | Siemens | Fuse | LV HRC fuses (DIN) 3NA - Upto 800A, 500V AC, S.C. breaking capacity 120kA | 1 250 | Size: 1 | Rated current (A): 250 |  |  |  |  | Not stocked | 3NA71440RC |  | 2220 |  | 3NA (DIN) |  |  | 1/3 | Price is MRP | 90
2998 | Siemens | Fuse | LV HRC fuses (DIN) 3NA - Upto 800A, 500V AC, S.C. breaking capacity 120kA | 2 200 | Size: 2 | Rated current (A): 200 |  |  |  |  | Not stocked | 3NA72400RC |  | 2725 |  | 3NA (DIN) |  |  | 1/3 | Price is MRP | 90
2999 | Siemens | Fuse | LV HRC fuses (DIN) 3NA - Upto 800A, 500V AC, S.C. breaking capacity 120kA | 2 250 | Size: 2 | Rated current (A): 250 |  |  |  |  | Not stocked | 3NA72440RC |  | 2835 |  | 3NA (DIN) |  |  | 1/3 | Price is MRP | 90
3000 | Siemens | Fuse | LV HRC fuses (DIN) 3NA - Upto 800A, 500V AC, S.C. breaking capacity 120kA | 2 315 | Size: 2 | Rated current (A): 315 |  |  |  |  | Not stocked | 3NA72520RC |  | 2940 |  | 3NA (DIN) |  |  | 1/3 | Price is MRP | 90
3001 | Siemens | Fuse | LV HRC fuses (DIN) 3NA - Upto 800A, 500V AC, S.C. breaking capacity 120kA | 2 400 | Size: 2 | Rated current (A): 400 |  |  |  |  | Not stocked | 3NA72600RC |  | 2940 |  | 3NA (DIN) |  |  | 1/3 | Price is MRP | 90
3002 | Siemens | Fuse | LV HRC fuses (DIN) 3NA - Upto 800A, 500V AC, S.C. breaking capacity 120kA | 3 315 | Size: 3 | Rated current (A): 315 |  |  |  |  | Not stocked | 3NA33520RC |  | 4180 |  | 3NA (DIN) |  |  | 1/3 | Price is MRP | 90
3003 | Siemens | Fuse | LV HRC fuses (DIN) 3NA - Upto 800A, 500V AC, S.C. breaking capacity 120kA | 3 400 | Size: 3 | Rated current (A): 400 |  |  |  |  | Not stocked | 3NA33600RC |  | 4180 |  | 3NA (DIN) |  |  | 1/3 | Price is MRP | 90
3004 | Siemens | Fuse | LV HRC fuses (DIN) 3NA - Upto 800A, 500V AC, S.C. breaking capacity 120kA | 3 500 | Size: 3 | Rated current (A): 500 |  |  |  |  | Not stocked | 3NA33650RC |  | 4670 |  | 3NA (DIN) |  |  | 1/3 | Price is MRP | 90
3005 | Siemens | Fuse | LV HRC fuses (DIN) 3NA - Upto 800A, 500V AC, S.C. breaking capacity 120kA | 3 630 | Size: 3 | Rated current (A): 630 |  |  |  |  | Not stocked | 3NA33720RC |  | 4785 |  | 3NA (DIN) |  |  | 1/3 | Price is MRP | 90
3006 | Siemens | Fuse | LV HRC fuses (DIN) 3NA - Upto 800A, 500V AC, S.C. breaking capacity 120kA | 3 800 | Size: 3 | Rated current (A): 800 |  |  |  |  | Not stocked | 3NA33754RC |  | 5825 |  | 3NA (DIN) |  |  | 1/3 | Price is MRP | 90
3007 | Siemens | Fuse | LV HRC fuses (DIN) 3NA - Isolating links (DIN) | 00 160 | Size: 00 | Rated current (A): 160 |  |  |  |  | Stocked | 3NG1000 |  | 930 |  | 3NA (DIN) |  |  | 1 | Price is MRP | 90
3008 | Siemens | Fuse | LV HRC fuses (DIN) 3NA - Isolating links (DIN) | 1 250 | Size: 1 | Rated current (A): 250 |  |  |  |  | Stocked | 3NG1250 |  | 1410 |  | 3NA (DIN) |  |  | 1 | Price is MRP | 90
3009 | Siemens | Fuse | LV HRC fuses (DIN) 3NA - Isolating links (DIN) | 2 400 | Size: 2 | Rated current (A): 400 |  |  |  |  | Stocked | 3NG1300 |  | 2285 |  | 3NA (DIN) |  |  | 1 | Price is MRP | 90
3010 | Siemens | Fuse | LV HRC fuses (DIN) 3NA - Isolating links (DIN) | 3 630 | Size: 3 | Rated current (A): 630 |  |  |  |  | Stocked | 3NG1400 |  | 2370 |  | 3NA (DIN) |  |  | 1 | Price is MRP | 90
3011 | Siemens | Fuse Base / Holder | LV HRC fuses (DIN) 3NA - Fuse bases (DIN) | 00/000 160 3NA7 8 | Size: 00/000 | Rated current (A): 160 | Suitable for fuse link: 3NA7 8 |  |  |  | Stocked | 3NH3030-0RC |  | 1150 |  | 3NA (DIN) | (Screw-in) |  | 1/10 | Price is MRP | 90
3012 | Siemens | Fuse Base / Holder | LV HRC fuses (DIN) 3NA - Fuse bases (DIN) | 00/000 160 3NA7 8 | Size: 00/000 | Rated current (A): 160 | Suitable for fuse link: 3NA7 8 |  |  |  | Stocked | 3NH3032-0RC |  | 1235 |  | 3NA (DIN) | (Plug in) |  | 1/10 | Price is MRP | 90
3013 | Siemens | Fuse Base / Holder | LV HRC fuses (DIN) 3NA - Fuse bases (DIN) | 1 250 3NA7 1 | Size: 1 | Rated current (A): 250 | Suitable for fuse link: 3NA7 1 |  |  |  | Stocked | 3NH3230-0RC |  | 2310 |  | 3NA (DIN) |  |  | 1/5 | Price is MRP | 90
3014 | Siemens | Fuse Base / Holder | LV HRC fuses (DIN) 3NA - Fuse bases (DIN) | 2 400 3NA7 2 | Size: 2 | Rated current (A): 400 | Suitable for fuse link: 3NA7 2 |  |  |  | Stocked | 3NH3330-0RC |  | 3270 |  | 3NA (DIN) |  |  | 1/5 | Price is MRP | 90
3015 | Siemens | Fuse Base / Holder | LV HRC fuses (DIN) 3NA - Fuse bases (DIN) | 3 630 3NA3 3 | Size: 3 | Rated current (A): 630 | Suitable for fuse link: 3NA3 3 |  |  |  | Stocked | 3NH3430-0RC |  | 4715 |  | 3NA (DIN) |  |  | 1/5 | Price is MRP | 90
3016 | Siemens | Fuse Base / Holder | LV HRC fuses (DIN) 3NA - Fuse bases (DIN) | 3 800 3NA3 3 | Size: 3 | Rated current (A): 800 | Suitable for fuse link: 3NA3 3 |  |  |  | Stocked | 3NH3430-4RC |  | 5585 |  | 3NA (DIN) |  |  | 1/5 | Price is MRP | 90
3017 | Siemens | Fuse Accessories | LV HRC fuses (DIN) 3NA - Fuse puller | Suitable for 3KL8 and all sizes of fuse links/isolating links | [5 empty] | Suitable for 3KL8 and all sizes of fuse links/isolating links | Stocked | 3NX1011 |  | 5550 |  | 3NA (DIN) |  |  | 1 | Price is MRP | 90
3018 | Siemens | Fuse Accessories | LV HRC fuses (DIN) 3NA - Fuse puller | Suitable only for fuse links and isolating links | [5 empty] | Suitable only for fuse links and isolating links | Not stocked | 3NX1010 |  | 2315 |  | 3NA (DIN) |  |  | 1 | Price is MRP | 90
3019 | Siemens | Fuse Base / Holder | LV HRC fuses (DIN) 3NA - Fuse & Fuse base for 1000A/1250A (IEC design) | 4 1000A | Size: 4 | Rating: 1000A |  |  |  |  | Not stocked | 3NA3480 |  | Upon request |  | 3NA (DIN) |  |  | 1/ 1 |  | 90
3020 | Siemens | Fuse Base / Holder | LV HRC fuses (DIN) 3NA - Fuse & Fuse base for 1000A/1250A (IEC design) | 4 1250A | Size: 4 | Rating: 1250A |  |  |  |  | Not stocked | 3NA3482 |  | Upon request |  | 3NA (DIN) |  |  | 1/ 1 |  | 90
3021 | Siemens | Fuse Base / Holder | LV HRC fuses (DIN) 3NA - Fuse & Fuse base for 1000A/1250A (IEC design) | 4 1250A | Size: 4 | Rating: 1250A |  |  |  |  | Not stocked | 3NH3530 |  | Upon request |  | 3NA (DIN) | Fuse base |  | 1/ 1 |  | 90
3022 | Siemens | Fuse | LV HRC fuses (DIN) 3NA - 690V AC, S.C. breaking capacity 120kA | 00 40 | Size: 00 | Rated current (A): 40 |  |  |  |  | Not stocked | 3NA78176RC |  | 1180 |  | 3NA (DIN) |  |  | 1/6 | Price is MRP | 90
3023 | Siemens | Fuse | LV HRC fuses (DIN) 3NA - 690V AC, S.C. breaking capacity 120kA | 00 50 | Size: 00 | Rated current (A): 50 |  |  |  |  | Not stocked | 3NA78206RC |  | 1180 |  | 3NA (DIN) |  |  | 1/6 | Price is MRP | 90
3024 | Siemens | Fuse | LV HRC fuses (DIN) 3NA - 690V AC, S.C. breaking capacity 120kA | 00 63 | Size: 00 | Rated current (A): 63 |  |  |  |  | Not stocked | 3NA78226RC |  | 1270 |  | 3NA (DIN) |  |  | 1/6 | Price is MRP | 90
3025 | Siemens | Fuse | LV HRC fuses (DIN) 3NA - 690V AC, S.C. breaking capacity 120kA | 00 80 | Size: 00 | Rated current (A): 80 |  |  |  |  | Not stocked | 3NA78246RC |  | 1345 |  | 3NA (DIN) |  |  | 1/6 | Price is MRP | 90
3026 | Siemens | Fuse | LV HRC fuses (DIN) 3NA - 690V AC, S.C. breaking capacity 120kA | 00 100 | Size: 00 | Rated current (A): 100 |  |  |  |  | Not stocked | 3NA78306RC |  | 1345 |  | 3NA (DIN) |  |  | 1/6 | Price is MRP | 90
3027 | Siemens | Fuse | LV HRC fuses (DIN) 3NA - 690V AC, S.C. breaking capacity 120kA | 1 125 | Size: 1 | Rated current (A): 125 |  |  |  |  | Not stocked | 3NA71326RC |  | 2360 |  | 3NA (DIN) |  |  | 1/3 | Price is MRP | 90
3028 | Siemens | Fuse | LV HRC fuses (DIN) 3NA - 690V AC, S.C. breaking capacity 120kA | 1 160 | Size: 1 | Rated current (A): 160 |  |  |  |  | Not stocked | 3NA71366RC |  | 2445 |  | 3NA (DIN) |  |  | 1/3 | Price is MRP | 90
3029 | Siemens | Fuse | LV HRC fuses (DIN) 3NA - 690V AC, S.C. breaking capacity 120kA | 1 200 | Size: 1 | Rated current (A): 200 |  |  |  |  | Not stocked | 3NA71406RC |  | 2445 |  | 3NA (DIN) |  |  | 1/3 | Price is MRP | 90
3030 | Siemens | Fuse | LV HRC fuses (DIN) 3NA - 690V AC, S.C. breaking capacity 120kA | 2 250 | Size: 2 | Rated current (A): 250 |  |  |  |  | Not stocked | 3NA72446RC |  | 3235 |  | 3NA (DIN) |  |  | 1/3 | Price is MRP | 90
3031 | Siemens | Fuse | LV HRC fuses (DIN) 3NA - 690V AC, S.C. breaking capacity 120kA | 2 315 | Size: 2 | Rated current (A): 315 |  |  |  |  | Not stocked | 3NA72526RC |  | 3485 |  | 3NA (DIN) |  |  | 1/3 | Price is MRP | 90
3032 | Siemens | Fuse | LV HRC fuses (DIN) 3NA - 690V AC, S.C. breaking capacity 120kA | 3 400 | Size: 3 | Rated current (A): 400 |  |  |  |  | Not stocked | 3NA33606RC |  | 5185 |  | 3NA (DIN) |  |  | 1/3 | Price is MRP | 90
3033 | Siemens | Fuse | LV HRC fuses (DIN) 3NA - 690V AC, S.C. breaking capacity 120kA | 3 425 | Size: 3 | Rated current (A): 425 |  |  |  |  | Not stocked | 3NA33626RC |  | 5185 |  | 3NA (DIN) |  |  | 1/3 | Price is MRP | 90
3034 | Siemens | Fuse | LV HRC fuses (DIN) 3NA - 690V AC, S.C. breaking capacity 120kA | 3 500 | Size: 3 | Rated current (A): 500 |  |  |  |  | Not stocked | 3NA33656RC |  | 5545 |  | 3NA (DIN) |  |  | 1/3 | Price is MRP | 90
3035 | Siemens | Fuse | LV HRC fuses (DIN) 3NA - 690V AC, S.C. breaking capacity 120kA | 000 2A | Size: 000 | Rated current (A): 2A |  |  |  |  | Not stocked | 3NA78026 |  | Upon request |  | 3NA (DIN) |  |  |  |  | 90
3036 | Siemens | Fuse | LV HRC fuses (DIN) 3NA - 690V AC, S.C. breaking capacity 120kA | 000 4A | Size: 000 | Rated current (A): 4A |  |  |  |  | Not stocked | 3NA78046 |  | Upon request |  | 3NA (DIN) |  |  |  |  | 90
3037 | Siemens | Fuse | LV HRC fuses (DIN) 3NA - 690V AC, S.C. breaking capacity 120kA | 000 6A | Size: 000 | Rated current (A): 6A |  |  |  |  | Not stocked | 3NA78016 |  | Upon request |  | 3NA (DIN) |  |  |  |  | 90
3038 | Siemens | Fuse | LV HRC fuses (DIN) 3NA - 690V AC, S.C. breaking capacity 120kA | 000 10A | Size: 000 | Rated current (A): 10A |  |  |  |  | Not stocked | 3NA78036 |  | Upon request |  | 3NA (DIN) |  |  |  |  | 90
3039 | Siemens | Fuse | LV HRC fuses (DIN) 3NA - 690V AC, S.C. breaking capacity 120kA | 000 16A | Size: 000 | Rated current (A): 16A |  |  |  |  | Not stocked | 3NA78056 |  | Upon request |  | 3NA (DIN) |  |  |  |  | 90
3040 | Siemens | Fuse | LV HRC fuses (DIN) 3NA - 690V AC, S.C. breaking capacity 120kA | 000 20A | Size: 000 | Rated current (A): 20A |  |  |  |  | Not stocked | 3NA78076 |  | Upon request |  | 3NA (DIN) |  |  |  |  | 90
3041 | Siemens | Fuse | LV HRC fuses (DIN) 3NA - 690V AC, S.C. breaking capacity 120kA | 000 25A | Size: 000 | Rated current (A): 25A |  |  |  |  | Not stocked | 3NA78106 |  | Upon request |  | 3NA (DIN) |  |  |  |  | 90
3042 | Siemens | Fuse | LV HRC fuses (DIN) 3NA - 690V AC, S.C. breaking capacity 120kA | 000 32A | Size: 000 | Rated current (A): 32A |  |  |  |  | Not stocked | 3NA78126 |  | Upon request |  | 3NA (DIN) |  |  |  |  | 90
3043 | Siemens | Fuse | LV HRC fuses (DIN) 3NA - 690V AC, S.C. breaking capacity 120kA | 000 35A | Size: 000 | Rated current (A): 35A |  |  |  |  | Not stocked | 3NA78146 |  | Upon request |  | 3NA (DIN) |  |  |  |  | 90
3044 | Siemens | Fuse | LV HRC fuses (DIN) 3NA - Selection & ordering data | 1 50A 500 V | DIN Size: 1 | Rated current: 50A | Rated voltage: 500 V |  |  |  | Not stocked | 3NA61200RC |  | 1835 |  | 3NA (DIN) |  |  | 3 |  | 92
3045 | Siemens | Fuse | LV HRC fuses (DIN) 3NA - Selection & ordering data | 1 63A 500 V | DIN Size: 1 | Rated current: 63A | Rated voltage: 500 V |  |  |  | Not stocked | 3NA61220RC |  | 1835 |  | 3NA (DIN) |  |  | 3 |  | 92
3046 | Siemens | Fuse | LV HRC fuses (DIN) 3NA - Selection & ordering data | 1 80A 500 V | DIN Size: 1 | Rated current: 80A | Rated voltage: 500 V |  |  |  | Not stocked | 3NA61240RC |  | 1835 |  | 3NA (DIN) |  |  | 3 |  | 92
3047 | Siemens | Fuse | LV HRC fuses (DIN) 3NA - Selection & ordering data | 1 100A 500 V | DIN Size: 1 | Rated current: 100A | Rated voltage: 500 V |  |  |  | Not stocked | 3NA61300RC |  | 1835 |  | 3NA (DIN) |  |  | 3 |  | 92
3048 | Siemens | Fuse | LV HRC fuses (DIN) 3NA - Selection & ordering data | 1 125A 500 V | DIN Size: 1 | Rated current: 125A | Rated voltage: 500 V |  |  |  | Not stocked | 3NA61320RC |  | 1920 |  | 3NA (DIN) |  |  | 3 |  | 92
3049 | Siemens | Fuse | LV HRC fuses (DIN) 3NA - Selection & ordering data | 1 160A 500 V | DIN Size: 1 | Rated current: 160A | Rated voltage: 500 V |  |  |  | Not stocked | 3NA61360RC |  | 1970 |  | 3NA (DIN) |  |  | 3 |  | 92
3050 | Siemens | Fuse | LV HRC fuses (DIN) 3NA - Selection & ordering data | 1 200A 500 V | DIN Size: 1 | Rated current: 200A | Rated voltage: 500 V |  |  |  | Not stocked | 3NA61400RC |  | 1970 |  | 3NA (DIN) |  |  | 3 |  | 92
3051 | Siemens | Fuse | LV HRC fuses (DIN) 3NA - Selection & ordering data | 1 224A 500 V | DIN Size: 1 | Rated current: 224A | Rated voltage: 500 V |  |  |  | Not stocked | 3NA61420RC |  | 2060 |  | 3NA (DIN) |  |  | 3 |  | 92
3052 | Siemens | Fuse | LV HRC fuses (DIN) 3NA - Selection & ordering data | 1 250A 500 V | DIN Size: 1 | Rated current: 250A | Rated voltage: 500 V |  |  |  | Not stocked | 3NA61440RC |  | 2220 |  | 3NA (DIN) |  |  | 3 |  | 92
3053 | Siemens | Fuse | LV HRC fuses (DIN) 3NA - Selection & ordering data | 2 200A 500 V | DIN Size: 2 | Rated current: 200A | Rated voltage: 500 V |  |  |  | Not stocked | 3NA62400RC |  | 2725 |  | 3NA (DIN) |  |  | 3 |  | 92
3054 | Siemens | Fuse | LV HRC fuses (DIN) 3NA - Selection & ordering data | 2 250A 500 V | DIN Size: 2 | Rated current: 250A | Rated voltage: 500 V |  |  |  | Not stocked | 3NA62440RC |  | 2835 |  | 3NA (DIN) |  |  | 3 |  | 92
3055 | Siemens | Fuse | LV HRC fuses (DIN) 3NA - Selection & ordering data | 2 315A 500 V | DIN Size: 2 | Rated current: 315A | Rated voltage: 500 V |  |  |  | Not stocked | 3NA62520RC |  | 2940 |  | 3NA (DIN) |  |  | 3 |  | 92
3056 | Siemens | Fuse | LV HRC fuses (DIN) 3NA - Selection & ordering data | 2 400A 500 V | DIN Size: 2 | Rated current: 400A | Rated voltage: 500 V |  |  |  | Not stocked | 3NA62600RC |  | 2940 |  | 3NA (DIN) |  |  | 3 |  | 92
3057 | Siemens | Fuse | LV HRC fuses (DIN) 3NA - 3NA COM LV HRC fuse links with integrated Electronic Module | 400 100 A gG 2 | Rated Voltage (V): 400 | Rated Current (A): 100 A | Utilization category: gG | DIN Size: 2 |  |  | Not stocked | 3NA32304KK01 |  | Upon request |  | 3NA (DIN) |  |  | 1 |  | 94
3058 | Siemens | Fuse | LV HRC fuses (DIN) 3NA - 3NA COM LV HRC fuse links with integrated Electronic Module | 400 125 A gG 2 | Rated Voltage (V): 400 | Rated Current (A): 125 A | Utilization category: gG | DIN Size: 2 |  |  | Not stocked | 3NA32324KK01 |  | Upon request |  | 3NA (DIN) |  |  | 1 |  | 94
3059 | Siemens | Fuse | LV HRC fuses (DIN) 3NA - 3NA COM LV HRC fuse links with integrated Electronic Module | 400 160 A gG 2 | Rated Voltage (V): 400 | Rated Current (A): 160 A | Utilization category: gG | DIN Size: 2 |  |  | Not stocked | 3NA32364KK01 |  | Upon request |  | 3NA (DIN) |  |  | 1 |  | 94
3060 | Siemens | Fuse | LV HRC fuses (DIN) 3NA - 3NA COM LV HRC fuse links with integrated Electronic Module | 400 200 A gG 2 | Rated Voltage (V): 400 | Rated Current (A): 200 A | Utilization category: gG | DIN Size: 2 |  |  | Not stocked | 3NA32404KK01 |  | Upon request |  | 3NA (DIN) |  |  | 1 |  | 94
3061 | Siemens | Fuse | LV HRC fuses (DIN) 3NA - 3NA COM LV HRC fuse links with integrated Electronic Module | 400 224 A gG 2 | Rated Voltage (V): 400 | Rated Current (A): 224 A | Utilization category: gG | DIN Size: 2 |  |  | Not stocked | 3NA32424KK01 |  | Upon request |  | 3NA (DIN) |  |  | 1 |  | 94
3062 | Siemens | Fuse | LV HRC fuses (DIN) 3NA - 3NA COM LV HRC fuse links with integrated Electronic Module | 400 250 A gG 2 | Rated Voltage (V): 400 | Rated Current (A): 250 A | Utilization category: gG | DIN Size: 2 |  |  | Not stocked | 3NA32444KK01 |  | Upon request |  | 3NA (DIN) |  |  | 1 |  | 94
3063 | Siemens | Fuse | LV HRC fuses (DIN) 3NA - 3NA COM LV HRC fuse links with integrated Electronic Module | 400 315 A gG 2 | Rated Voltage (V): 400 | Rated Current (A): 315 A | Utilization category: gG | DIN Size: 2 |  |  | Not stocked | 3NA32524KK01 |  | Upon request |  | 3NA (DIN) |  |  | 1 |  | 94
3064 | Siemens | Fuse | LV HRC fuses (DIN) 3NA - 3NA COM LV HRC fuse links without# integrated Electronic Module | 400 100 A gG 2 | Rated Voltage (V): 400 | Rated Current (A): 100 A | Utilization category: gG | DIN Size: 2 |  |  | Not stocked | 3NA32304KK02 |  | Upon request |  | 3NA (DIN) |  |  | 1 |  | 94
3065 | Siemens | Fuse | LV HRC fuses (DIN) 3NA - 3NA COM LV HRC fuse links without# integrated Electronic Module | 400 125 A gG 2 | Rated Voltage (V): 400 | Rated Current (A): 125 A | Utilization category: gG | DIN Size: 2 |  |  | Not stocked | 3NA32324KK02 |  | Upon request |  | 3NA (DIN) |  |  | 1 |  | 94
3066 | Siemens | Fuse | LV HRC fuses (DIN) 3NA - 3NA COM LV HRC fuse links without# integrated Electronic Module | 400 160 A gG 2 | Rated Voltage (V): 400 | Rated Current (A): 160 A | Utilization category: gG | DIN Size: 2 |  |  | Not stocked | 3NA32364KK02 |  | Upon request |  | 3NA (DIN) |  |  | 1 |  | 94
3067 | Siemens | Fuse | LV HRC fuses (DIN) 3NA - 3NA COM LV HRC fuse links without# integrated Electronic Module | 400 200 A gG 2 | Rated Voltage (V): 400 | Rated Current (A): 200 A | Utilization category: gG | DIN Size: 2 |  |  | Not stocked | 3NA32404KK02 |  | Upon request |  | 3NA (DIN) |  |  | 1 |  | 94
3068 | Siemens | Fuse | LV HRC fuses (DIN) 3NA - 3NA COM LV HRC fuse links without# integrated Electronic Module | 400 224 A gG 2 | Rated Voltage (V): 400 | Rated Current (A): 224 A | Utilization category: gG | DIN Size: 2 |  |  | Not stocked | 3NA32424KK02 |  | Upon request |  | 3NA (DIN) |  |  | 1 |  | 94
3069 | Siemens | Fuse | LV HRC fuses (DIN) 3NA - 3NA COM LV HRC fuse links without# integrated Electronic Module | 400 250 A gG 2 | Rated Voltage (V): 400 | Rated Current (A): 250 A | Utilization category: gG | DIN Size: 2 |  |  | Not stocked | 3NA32444KK02 |  | Upon request |  | 3NA (DIN) |  |  | 1 |  | 94
3070 | Siemens | Fuse | LV HRC fuses (DIN) 3NA - 3NA COM LV HRC fuse links without# integrated Electronic Module | 400 315 A gG 2 | Rated Voltage (V): 400 | Rated Current (A): 315 A | Utilization category: gG | DIN Size: 2 |  |  | Not stocked | 3NA32524KK02 |  | Upon request |  | 3NA (DIN) |  |  | 1 |  | 94
3071 | Siemens | Fuse | LV HRC fuses (DIN) 3NA - Electrical module | Electronic Module for Smart Fuse | [6 empty] | Not stocked | 3NX8201 |  | Upon request |  | 3NA (DIN) |  |  | 1 |  | 94
3072 | Siemens | Fuse | HRC fuses (BS) 3NW - Blade tag | 10 | Rated current (A): 10 | [5 empty] | Stocked | 3NWNS10 |  | 310 |  | 3NW (BS) |  |  | 20 | Price is MRP | 95
3073 | Siemens | Fuse | HRC fuses (BS) 3NW - Blade tag | 16 | Rated current (A): 16 | [5 empty] | Stocked | 3NWNS16 |  | 310 |  | 3NW (BS) |  |  | 20 | Price is MRP | 95
3074 | Siemens | Fuse | HRC fuses (BS) 3NW - Blade tag | 20 | Rated current (A): 20 | [5 empty] | Stocked | 3NWNS20 |  | 365 |  | 3NW (BS) |  |  | 20 | Price is MRP | 95
3075 | Siemens | Fuse | HRC fuses (BS) 3NW - Blade tag | 25 | Rated current (A): 25 | [5 empty] | Stocked | 3NWNS25 |  | 365 |  | 3NW (BS) |  |  | 20 | Price is MRP | 95
3076 | Siemens | Fuse | HRC fuses (BS) 3NW - Blade tag | 32 | Rated current (A): 32 | [5 empty] | Not stocked | 3NWNS32 |  | 365 |  | 3NW (BS) |  |  | 20 | Price is MRP | 95
3077 | Siemens | Fuse | HRC fuses (BS) 3NW - Offset tag | 6 | Rated current (A): 6 | [5 empty] | Not stocked | 3NWTSA6 |  | 365 |  | 3NW (BS) |  |  | 20 | Price is MRP | 95
3078 | Siemens | Fuse | HRC fuses (BS) 3NW - Offset tag | 10 | Rated current (A): 10 | [5 empty] | Not stocked | 3NWTSA10 |  | 365 |  | 3NW (BS) |  |  | 20 | Price is MRP | 95
3079 | Siemens | Fuse | HRC fuses (BS) 3NW - Offset tag | 16 | Rated current (A): 16 | [5 empty] | Not stocked | 3NWTSA16 |  | 365 |  | 3NW (BS) |  |  | 20 | Price is MRP | 95
3080 | Siemens | Fuse | HRC fuses (BS) 3NW - Offset tag | 20 | Rated current (A): 20 | [5 empty] | Not stocked | 3NWTSA20 |  | 365 |  | 3NW (BS) |  |  | 20 | Price is MRP | 95
3081 | Siemens | Fuse | HRC fuses (BS) 3NW - Offset tag | 25 | Rated current (A): 25 | [5 empty] | Not stocked | 3NWTSA25 |  | 365 |  | 3NW (BS) |  |  | 20 | Price is MRP | 95
3082 | Siemens | Fuse | HRC fuses (BS) 3NW - Offset tag | 32 | Rated current (A): 32 | [5 empty] | Not stocked | 3NWTSA32 |  | 365 |  | 3NW (BS) |  |  | 20 | Price is MRP | 95
3083 | Siemens | Fuse | HRC fuses (BS) 3NW - Offset tag | 36 | Rated current (A): 36 | [5 empty] | Not stocked | 3NWTSS36 |  | 730 |  | 3NW (BS) |  |  | 20 | Price is MRP | 95
3084 | Siemens | Fuse | HRC fuses (BS) 3NW - Offset tag | 40 | Rated current (A): 40 | [5 empty] | Not stocked | 3NWTSS40 |  | 730 |  | 3NW (BS) |  |  | 20 | Price is MRP | 95
3085 | Siemens | Fuse | HRC fuses (BS) 3NW - Offset tag | 50 | Rated current (A): 50 | [5 empty] | Not stocked | 3NWTSS50 |  | 730 |  | 3NW (BS) |  |  | 20 | Price is MRP | 95
3086 | Siemens | Fuse | HRC fuses (BS) 3NW - Offset tag | 63 | Rated current (A): 63 | [5 empty] | Not stocked | 3NWTSS63 |  | 730 |  | 3NW (BS) |  |  | 20 | Price is MRP | 95
3087 | Siemens | Fuse | HRC fuses (BS) 3NW - Offset tag | 80 | Rated current (A): 80 | [5 empty] | Not stocked | 3NWTSDS80 |  | 1370 |  | 3NW (BS) |  |  | 20 | Price is MRP | 95
3088 | Siemens | Fuse | HRC fuses (BS) 3NW - Offset tag | 100 | Rated current (A): 100 | [5 empty] | Not stocked | 3NWTSDS100 |  | 1370 |  | 3NW (BS) |  |  | 20 | Price is MRP | 95
3089 | Siemens | Fuse | HRC fuses (BS) 3NW - Offset tag | 125 | Rated current (A): 125 | [5 empty] | Not stocked | 3NWTSFP125 |  | 1720 |  | 3NW (BS) |  |  | 5 | Price is MRP | 95
3090 | Siemens | Fuse | HRC fuses (BS) 3NW - Offset tag | 160 | Rated current (A): 160 | [5 empty] | Not stocked | 3NWTSFP160 |  | 1875 |  | 3NW (BS) |  |  | 5 | Price is MRP | 95
3091 | Siemens | Fuse | HRC fuses (BS) 3NW - Offset tag | 200 | Rated current (A): 200 | [5 empty] | Not stocked | 3NWTSFP200 |  | 1720 |  | 3NW (BS) |  |  | 5 | Price is MRP | 95
3092 | Siemens | Fuse | HRC fuses (BS) 3NW - Offset tag | 2 | Rated current (A): 2 | [5 empty] | Not stocked | 3NWTIA2 |  | 440 |  | 3NW (BS) |  |  | 20 | Price is MRP | 95
3093 | Siemens | Fuse | HRC fuses (BS) 3NW - Offset tag | 4 | Rated current (A): 4 | [5 empty] | Not stocked | 3NWTIA4 |  | 440 |  | 3NW (BS) |  |  | 20 | Price is MRP | 95
3094 | Siemens | Fuse | HRC fuses (BS) 3NW - Offset tag | 6 | Rated current (A): 6 | [5 empty] | Not stocked | 3NWTIA6 |  | 440 |  | 3NW (BS) |  |  | 20 | Price is MRP | 95
3095 | Siemens | Fuse | HRC fuses (BS) 3NW - Offset tag | 10 | Rated current (A): 10 | [5 empty] | Stocked | 3NWTIA10 |  | 495 |  | 3NW (BS) |  |  | 20 | Price is MRP | 95
3096 | Siemens | Fuse | HRC fuses (BS) 3NW - Offset tag | 16 | Rated current (A): 16 | [5 empty] | Stocked | 3NWTIA16 |  | 495 |  | 3NW (BS) |  |  | 20 | Price is MRP | 95
3097 | Siemens | Fuse | HRC fuses (BS) 3NW - Offset tag | 20 | Rated current (A): 20 | [5 empty] | Stocked | 3NWTIA20 |  | 495 |  | 3NW (BS) |  |  | 20 | Price is MRP | 95
3098 | Siemens | Fuse | HRC fuses (BS) 3NW - Offset tag | 25 | Rated current (A): 25 | [5 empty] | Stocked | 3NWTIA25 |  | 495 |  | 3NW (BS) |  |  | 20 | Price is MRP | 95
3099 | Siemens | Fuse | HRC fuses (BS) 3NW - Offset tag | 32 | Rated current (A): 32 | [5 empty] | Stocked | 3NWTIA32 |  | 495 |  | 3NW (BS) |  |  | 20 | Price is MRP | 95
3100 | Siemens | Fuse | HRC fuses (BS) 3NW - Offset tag | 40 | Rated current (A): 40 | [5 empty] | Not stocked | 3NWTIS40 |  | 675 |  | 3NW (BS) |  |  | 20 | Price is MRP | 95
3101 | Siemens | Fuse | HRC fuses (BS) 3NW - Offset tag | 50 | Rated current (A): 50 | [5 empty] | Stocked | 3NWTIS50 |  | 675 |  | 3NW (BS) |  |  | 20 | Price is MRP | 95
3102 | Siemens | Fuse | HRC fuses (BS) 3NW - Offset tag | 63 | Rated current (A): 63 | [5 empty] | Stocked | 3NWTIS63 |  | 675 |  | 3NW (BS) |  |  | 20 | Price is MRP | 95
3103 | Siemens | Fuse | HRC fuses (BS) 3NW - Offset tag | 80 | Rated current (A): 80 | [5 empty] | Not stocked | 3NWTCP80 |  | 1735 |  | 3NW (BS) |  |  | 10 | Price is MRP | 95
3104 | Siemens | Fuse | HRC fuses (BS) 3NW - Offset tag | 100 | Rated current (A): 100 | [5 empty] | Stocked | 3NWTCP100 |  | 1735 |  | 3NW (BS) |  |  | 10 | Price is MRP | 95
3105 | Siemens | Fuse | HRC fuses (BS) 3NW - Offset tag | 125 | Rated current (A): 125 | [5 empty] | Not stocked | 3NWTFP125 |  | 3515 |  | 3NW (BS) |  |  | 5 | Price is MRP | 95
3106 | Siemens | Fuse | HRC fuses (BS) 3NW - Offset tag | 160 | Rated current (A): 160 | [5 empty] | Not stocked | 3NWTFP160 |  | 3515 |  | 3NW (BS) |  |  | 5 | Price is MRP | 95
3107 | Siemens | Fuse | HRC fuses (BS) 3NW - Offset tag | 200 | Rated current (A): 200 | [5 empty] | Not stocked | 3NWTFP200 |  | 3515 |  | 3NW (BS) |  |  | 5 | Price is MRP | 95
3108 | Siemens | Fuse | HRC fuses (BS) 3NW - Central tag | 80 | Rated current (A): 80 | [5 empty] | Not stocked | 3NWTSDC80 |  | 1665 |  | 3NW (BS) |  |  | 10 | Price is MRP | 95
3109 | Siemens | Fuse | HRC fuses (BS) 3NW - Central tag | 100 | Rated current (A): 100 | [5 empty] | Not stocked | 3NWTSDC100 |  | 1665 |  | 3NW (BS) |  |  | 10 | Price is MRP | 95
3110 | Siemens | Fuse | HRC fuses (BS) 3NW - Central tag | 125 | Rated current (A): 125 | [5 empty] | Not stocked | 3NWTSF125 |  | 1735 |  | 3NW (BS) |  |  | 5 | Price is MRP | 95
3111 | Siemens | Fuse | HRC fuses (BS) 3NW - Central tag | 160 | Rated current (A): 160 | [5 empty] | Not stocked | 3NWTSF160 |  | 1735 |  | 3NW (BS) |  |  | 5 | Price is MRP | 95
3112 | Siemens | Fuse | HRC fuses (BS) 3NW - Central tag | 200 | Rated current (A): 200 | [5 empty] | Not stocked | 3NWTSF200 |  | 1735 |  | 3NW (BS) |  |  | 5 | Price is MRP | 95
3113 | Siemens | Fuse | HRC fuses (BS) 3NW - Central tag | 250 | Rated current (A): 250 | [5 empty] | Not stocked | 3NWTSK250 |  | 4165 |  | 3NW (BS) |  |  | 1 | Price is MRP | 95
3114 | Siemens | Fuse | HRC fuses (BS) 3NW - Central tag | 315 | Rated current (A): 315 | [5 empty] | Not stocked | 3NWTSK315 |  | 4165 |  | 3NW (BS) |  |  | 1 | Price is MRP | 95
3115 | Siemens | Fuse | HRC fuses (BS) 3NW - Central tag | 355 | Rated current (A): 355 | [5 empty] | Not stocked | 3NWTSMS355 |  | 6955 |  | 3NW (BS) |  |  | 1 | Price is MRP | 95
3116 | Siemens | Fuse | HRC fuses (BS) 3NW - Central tag | 400 | Rated current (A): 400 | [5 empty] | Not stocked | 3NWTSMS400 |  | 6955 |  | 3NW (BS) |  |  | 1 | Price is MRP | 95
3117 | Siemens | Fuse | HRC fuses (BS) 3NW - Central tag | 450 | Rated current (A): 450 | [5 empty] | Not stocked | 3NWTSTS450 |  | 5770 |  | 3NW (BS) |  |  | 1 | Price is MRP | 95
3118 | Siemens | Fuse | HRC fuses (BS) 3NW - Central tag | 500 | Rated current (A): 500 | [5 empty] | Not stocked | 3NWTSTS500 |  | 5770 |  | 3NW (BS) |  |  | 1 | Price is MRP | 95
3119 | Siemens | Fuse | HRC fuses (BS) 3NW - Central tag | 560 | Rated current (A): 560 | [5 empty] | Not stocked | 3NWTSLS560 |  | 11010 |  | 3NW (BS) |  |  | 1 | Price is MRP | 95
3120 | Siemens | Fuse | HRC fuses (BS) 3NW - Central tag | 630 | Rated current (A): 630 | [5 empty] | Not stocked | 3NWTSLS630 |  | 9340 |  | 3NW (BS) |  |  | 1 | Price is MRP | 95
3121 | Siemens | Fuse | HRC fuses (BS) 3NW - Central tag | 800 | Rated current (A): 800 | [5 empty] | Not stocked | 3NWTSLS800 |  | 13485 |  | 3NW (BS) |  |  | 1 | Price is MRP | 95
3122 | Siemens | Fuse | HRC fuses (BS) 3NW - Central tag | 80 | Rated current (A): 80 | [5 empty] | Not stocked | 3NWTC80 |  | 1870 |  | 3NW (BS) |  |  | 10 | Price is MRP | 95
3123 | Siemens | Fuse | HRC fuses (BS) 3NW - Central tag | 100 | Rated current (A): 100 | [5 empty] | Not stocked | 3NWTC100 |  | 1870 |  | 3NW (BS) |  |  | 10 | Price is MRP | 95
3124 | Siemens | Fuse | HRC fuses (BS) 3NW - Central tag | 125 | Rated current (A): 125 | [5 empty] | Not stocked | 3NWTF125 |  | 3850 |  | 3NW (BS) |  |  | 5 | Price is MRP | 95
3125 | Siemens | Fuse | HRC fuses (BS) 3NW - Central tag | 160 | Rated current (A): 160 | [5 empty] | Not stocked | 3NWTF160 |  | 3850 |  | 3NW (BS) |  |  | 5 | Price is MRP | 95
3126 | Siemens | Fuse | HRC fuses (BS) 3NW - Central tag | 200 | Rated current (A): 200 | [5 empty] | Not stocked | 3NWTF200 |  | 3850 |  | 3NW (BS) |  |  | 5 | Price is MRP | 95
3127 | Siemens | Fuse | HRC fuses (BS) 3NW - Central tag | 250 | Rated current (A): 250 | [5 empty] | Not stocked | 3NWTKF250 |  | 5320 |  | 3NW (BS) |  |  | 1 | Price is MRP | 95
3128 | Siemens | Fuse | HRC fuses (BS) 3NW - Central tag | 315 | Rated current (A): 315 | [5 empty] | Not stocked | 3NWTKF315 |  | 5320 |  | 3NW (BS) |  |  | 1 | Price is MRP | 95
3129 | Siemens | Fuse | HRC fuses (BS) 3NW - Central tag | 355 | Rated current (A): 355 | [5 empty] | Not stocked | 3NWTMF355 |  | 6195 |  | 3NW (BS) |  |  | 1 | Price is MRP | 95
3130 | Siemens | Fuse | HRC fuses (BS) 3NW - Central tag | 400 | Rated current (A): 400 | [5 empty] | Not stocked | 3NWTMF400 |  | 6195 |  | 3NW (BS) |  |  | 1 | Price is MRP | 95
3131 | Siemens | Fuse | HRC fuses (BS) 3NW - Central tag | 500 | Rated current (A): 500 | [5 empty] | Not stocked | 3NWTTM500 |  | 9735 |  | 3NW (BS) |  |  | 1 | Price is MRP | 95
3132 | Siemens | Fuse | HRC fuses (BS) 3NW - Central tag | 630 | Rated current (A): 630 | [5 empty] | Not stocked | 3NWTTM630 |  | 11855 |  | 3NW (BS) |  |  | 1 | Price is MRP | 95
3133 | Siemens | Fuse | HRC fuses (BS) 3NW - Central tag | 710 | Rated current (A): 710 | [5 empty] | Not stocked | 3NWTLM710 |  | 13545 |  | 3NW (BS) |  |  | 1 | Price is MRP | 95
3134 | Siemens | Fuse | HRC fuses (BS) 3NW - Central tag | 800 | Rated current (A): 800 | [5 empty] | Not stocked | 3NWTLM800 |  | 13545 |  | 3NW (BS) |  |  | 1 | Price is MRP | 95
3135 | Siemens | Fuse Base / Holder | HRC fuses (BS) 3NW - Fuse holders (for fuses type 3NW TIA, TSA, TIS, TSS, TSDS) | 32 | Rated current (A): 32 | [5 empty] | Not stocked | 3NWCM32F9 |  | 7180 |  | 3NW (BS) |  |  | 10 | Price is MRP | 95
3136 | Siemens | Fuse Base / Holder | HRC fuses (BS) 3NW - Fuse holders (for fuses type 3NW TIA, TSA, TIS, TSS, TSDS) | 63 | Rated current (A): 63 | [5 empty] | Not stocked | 3NWCM63F9 |  | 8425 |  | 3NW (BS) |  |  | 10 | Price is MRP | 95
3137 | Siemens | Fuse Base / Holder | HRC fuses (BS) 3NW - Fuse holders (for fuses type 3NW TIA, TSA, TIS, TSS, TSDS) | 100 | Rated current (A): 100 | [5 empty] | Not stocked | 3NWCM100F9 |  | 9300 |  | 3NW (BS) |  |  | 10 | Price is MRP | 95
3138 | Siemens | Fuse Base / Holder | HRC fuses (BS) 3NW - Fuse holders (for fuses Type 3NW NS) & Isolating link | 20 | Rated current (A): 20 | [5 empty] | Stocked | 3NW20NNSF |  | 525 |  | 3NW (BS) |  |  | 10 | Price is MRP | 95
3139 | Siemens | Fuse Base / Holder | HRC fuses (BS) 3NW - Fuse holders (for fuses Type 3NW NS) & Isolating link | 32 | Rated current (A): 32 | [5 empty] | Stocked | 3NW32NNSF |  | 660 |  | 3NW (BS) |  |  | 10 | Price is MRP | 95
3140 | Siemens | Fuse Base / Holder | HRC fuses (BS) 3NW - Fuse holders (for fuses Type 3NW NS) & Isolating link | 32A (Iso. Link) | Rated current (A): 32A (Iso. Link) | [5 empty] | Stocked | 3NW32NNSL |  | 290 |  | 3NW (BS) |  |  | 10 | Price is MRP | 95
3141 | Siemens | Fuse | Fuses for semiconductor protection SITOR 3NE / 3NC - 3NE4 type | 1000 32 gR 0 | Rated voltage (V): 1000 | Rated current (A): 32 | Utilization category: gR | DIN size: 0 |  |  | Stocked | 3NE4101 |  | 6965 |  | SITOR 3NE / 3NC |  |  | 3 |  | 96
3142 | Siemens | Fuse | Fuses for semiconductor protection SITOR 3NE / 3NC - 3NE4 type | 1000 40 gR 0 | Rated voltage (V): 1000 | Rated current (A): 40 | Utilization category: gR | DIN size: 0 |  |  | Stocked | 3NE4102 |  | 6995 |  | SITOR 3NE / 3NC |  |  | 3 |  | 96
3143 | Siemens | Fuse | Fuses for semiconductor protection SITOR 3NE / 3NC - 3NE4 type | 1000 50 gR 0 | Rated voltage (V): 1000 | Rated current (A): 50 | Utilization category: gR | DIN size: 0 |  |  | Stocked | 3NE4117 |  | 7335 |  | SITOR 3NE / 3NC |  |  | 3 |  | 96
3144 | Siemens | Fuse | Fuses for semiconductor protection SITOR 3NE / 3NC - 3NE4 type | 1000 80 aR 0 | Rated voltage (V): 1000 | Rated current (A): 80 | Utilization category: aR | DIN size: 0 |  |  | Stocked | 3NE4120 |  | 7940 |  | SITOR 3NE / 3NC |  |  | 3 |  | 96
3145 | Siemens | Fuse | Fuses for semiconductor protection SITOR 3NE / 3NC - 3NE4 type | 1000 100 aR 0 | Rated voltage (V): 1000 | Rated current (A): 100 | Utilization category: aR | DIN size: 0 |  |  | Stocked | 3NE4121 |  | 8695 |  | SITOR 3NE / 3NC |  |  | 3 |  | 96
3146 | Siemens | Fuse | Fuses for semiconductor protection SITOR 3NE / 3NC - 3NE4 type | 1000 125 aR 0 | Rated voltage (V): 1000 | Rated current (A): 125 | Utilization category: aR | DIN size: 0 |  |  | Stocked | 3NE4122 |  | 9340 |  | SITOR 3NE / 3NC |  |  | 3 |  | 96
3147 | Siemens | Fuse | Fuses for semiconductor protection SITOR 3NE / 3NC - 3NE4 type | 1000 160 aR 0 | Rated voltage (V): 1000 | Rated current (A): 160 | Utilization category: aR | DIN size: 0 |  |  | Stocked | 3NE4124 |  | 10295 |  | SITOR 3NE / 3NC |  |  | 3 |  | 96
3148 | Siemens | Fuse | Fuses for semiconductor protection SITOR 3NE / 3NC - 3NE9 type | 850 gR | Rated current (A): 850 | Utilization category: gR |  |  |  |  | Not stocked | 3NE94406 |  | 82490 |  | SITOR 3NE / 3NC |  |  | 3 |  | 96
3149 | Siemens | Fuse | Fuses for semiconductor protection SITOR 3NE / 3NC - 3NE9 type | 1250 aR | Rated current (A): 1250 | Utilization category: aR |  |  |  |  | Not stocked | 3NE9450 |  | 77745 |  | SITOR 3NE / 3NC |  |  | 3 |  | 96
3150 | Siemens | Fuse | Fuses for semiconductor protection SITOR 3NE / 3NC | 16 gS 000 | Rated current (A): 16 | Utilization category: gS | DIN Size: 000 |  |  |  | Not stocked | 3NE18130 |  | 17420 |  | SITOR 3NE / 3NC |  |  | 3 |  | 96
3151 | Siemens | Fuse | Fuses for semiconductor protection SITOR 3NE / 3NC | 20 gS 000 | Rated current (A): 20 | Utilization category: gS | DIN Size: 000 |  |  |  | Not stocked | 3NE18140 |  | 17420 |  | SITOR 3NE / 3NC |  |  | 3 |  | 96
3152 | Siemens | Fuse | Fuses for semiconductor protection SITOR 3NE / 3NC | 25 gS 000 | Rated current (A): 25 | Utilization category: gS | DIN Size: 000 |  |  |  | Not stocked | 3NE18150 |  | 17420 |  | SITOR 3NE / 3NC |  |  | 3 |  | 96
3153 | Siemens | Fuse | Fuses for semiconductor protection SITOR 3NE / 3NC | 35 gS 000 | Rated current (A): 35 | Utilization category: gS | DIN Size: 000 |  |  |  | Not stocked | 3NE18030 |  | 17420 |  | SITOR 3NE / 3NC |  |  | 3 |  | 96
3154 | Siemens | Fuse | Fuses for semiconductor protection SITOR 3NE / 3NC | 40 gS 000 | Rated current (A): 40 | Utilization category: gS | DIN Size: 000 |  |  |  | Not stocked | 3NE18020 |  | 17420 |  | SITOR 3NE / 3NC |  |  | 3 |  | 96
3155 | Siemens | Fuse | Fuses for semiconductor protection SITOR 3NE / 3NC | 50 gS 000 | Rated current (A): 50 | Utilization category: gS | DIN Size: 000 |  |  |  | Not stocked | 3NE18170 |  | 17420 |  | SITOR 3NE / 3NC |  |  | 3 |  | 96
3156 | Siemens | Fuse | Fuses for semiconductor protection SITOR 3NE / 3NC | 63 gS 000 | Rated current (A): 63 | Utilization category: gS | DIN Size: 000 |  |  |  | Not stocked | 3NE18180 |  | 17420 |  | SITOR 3NE / 3NC |  |  | 3 |  | 96
3157 | Siemens | Fuse | Fuses for semiconductor protection SITOR 3NE / 3NC | 80 gS 000 | Rated current (A): 80 | Utilization category: gS | DIN Size: 000 |  |  |  | Not stocked | 3NE18200 |  | 17420 |  | SITOR 3NE / 3NC |  |  | 3 |  | 96
3158 | Siemens | Fuse | Fuses for semiconductor protection SITOR 3NE / 3NC | 100 gS 00 | Rated current (A): 100 | Utilization category: gS | DIN Size: 00 |  |  |  | Not stocked | 3NE10210 |  | 22485 |  | SITOR 3NE / 3NC |  |  | 3 |  | 96
3159 | Siemens | Fuse | Fuses for semiconductor protection SITOR 3NE / 3NC | 125 gS 00 | Rated current (A): 125 | Utilization category: gS | DIN Size: 00 |  |  |  | Not stocked | 3NE10220 |  | 22485 |  | SITOR 3NE / 3NC |  |  | 3 |  | 96
3160 | Siemens | Fuse | Fuses for semiconductor protection SITOR 3NE / 3NC | 160 gS 1 | Rated current (A): 160 | Utilization category: gS | DIN Size: 1 |  |  |  | Not stocked | 3NE12240 |  | 53150 |  | SITOR 3NE / 3NC |  |  | 3 |  | 96
3161 | Siemens | Fuse | Fuses for semiconductor protection SITOR 3NE / 3NC | 200 gS 1 | Rated current (A): 200 | Utilization category: gS | DIN Size: 1 |  |  |  | Not stocked | 3NE12250 |  | 53150 |  | SITOR 3NE / 3NC |  |  | 3 |  | 96
3162 | Siemens | Fuse | Fuses for semiconductor protection SITOR 3NE / 3NC | 250 gS 1 | Rated current (A): 250 | Utilization category: gS | DIN Size: 1 |  |  |  | Not stocked | 3NE12270 |  | 55810 |  | SITOR 3NE / 3NC |  |  | 3 |  | 96
3163 | Siemens | Fuse | Fuses for semiconductor protection SITOR 3NE / 3NC | 315 gS 1 | Rated current (A): 315 | Utilization category: gS | DIN Size: 1 |  |  |  | Not stocked | 3NE12300 |  | 59850 |  | SITOR 3NE / 3NC |  |  | 3 |  | 96
3164 | Siemens | Fuse | Fuses for semiconductor protection SITOR 3NE / 3NC | 350 gS 2 | Rated current (A): 350 | Utilization category: gS | DIN Size: 2 |  |  |  | Not stocked | 3NE13310 |  | 74320 |  | SITOR 3NE / 3NC |  |  | 3 |  | 96
3165 | Siemens | Fuse | Fuses for semiconductor protection SITOR 3NE / 3NC | 400 gS 2 | Rated current (A): 400 | Utilization category: gS | DIN Size: 2 |  |  |  | Not stocked | 3NE13320 |  | 74960 |  | SITOR 3NE / 3NC |  |  | 3 |  | 96
3166 | Siemens | Fuse | Fuses for semiconductor protection SITOR 3NE / 3NC | 450 gS 2 | Rated current (A): 450 | Utilization category: gS | DIN Size: 2 |  |  |  | Not stocked | 3NE13330 |  | 75440 |  | SITOR 3NE / 3NC |  |  | 3 |  | 96
3167 | Siemens | Fuse | Fuses for semiconductor protection SITOR 3NE / 3NC | 500 gS 2 | Rated current (A): 500 | Utilization category: gS | DIN Size: 2 |  |  |  | Not stocked | 3NE13340 |  | 76550 |  | SITOR 3NE / 3NC |  |  | 3 |  | 96
3168 | Siemens | Fuse | Fuses for semiconductor protection SITOR 3NE / 3NC | 560 gS 3 | Rated current (A): 560 | Utilization category: gS | DIN Size: 3 |  |  |  | Not stocked | 3NE14350 |  | 76990 |  | SITOR 3NE / 3NC |  |  | 3 |  | 96
3169 | Siemens | Fuse | Fuses for semiconductor protection SITOR 3NE / 3NC | 630 gS 3 | Rated current (A): 630 | Utilization category: gS | DIN Size: 3 |  |  |  | Not stocked | 3NE14360 |  | 80310 |  | SITOR 3NE / 3NC |  |  | 3 |  | 96
3170 | Siemens | Fuse | Fuses for semiconductor protection SITOR 3NE / 3NC | 710 gS 3 | Rated current (A): 710 | Utilization category: gS | DIN Size: 3 |  |  |  | Not stocked | 3NE14370 |  | 85700 |  | SITOR 3NE / 3NC |  |  | 3 |  | 96
3171 | Siemens | Fuse | Fuses for semiconductor protection SITOR 3NE / 3NC | 800 gS 3 | Rated current (A): 800 | Utilization category: gS | DIN Size: 3 |  |  |  | Not stocked | 3NE14380 |  | 97850 |  | SITOR 3NE / 3NC |  |  | 3 |  | 96
3172 | Siemens | Fuse | Fuses for semiconductor protection SITOR 3NE / 3NC | 800 250 aR | Rated voltage (V): 800 | Rated current (A): 250 | Utilization category: aR |  |  |  | Stocked | 3NE43276 |  | 15090 |  | SITOR 3NE / 3NC |  |  | 1 |  | 96
3173 | Siemens | Fuse | Fuses for semiconductor protection SITOR 3NE / 3NC | 800 315 aR | Rated voltage (V): 800 | Rated current (A): 315 | Utilization category: aR |  |  |  | Stocked | 3NE43306 |  | 15585 |  | SITOR 3NE / 3NC |  |  | 1 |  | 96
3174 | Siemens | Fuse | Fuses for semiconductor protection SITOR 3NE / 3NC | 800 450 aR | Rated voltage (V): 800 | Rated current (A): 450 | Utilization category: aR |  |  |  | Stocked | 3NE43336 |  | 16285 |  | SITOR 3NE / 3NC |  |  | 1 |  | 96
3175 | Siemens | Fuse | Fuses for semiconductor protection SITOR 3NE / 3NC | 800 500 aR | Rated voltage (V): 800 | Rated current (A): 500 | Utilization category: aR |  |  |  | Stocked | 3NE43346 |  | 16415 |  | SITOR 3NE / 3NC |  |  | 1 |  | 96
3176 | Siemens | Fuse | Fuses for semiconductor protection SITOR 3NE / 3NC | 800 710 aR | Rated voltage (V): 800 | Rated current (A): 710 | Utilization category: aR |  |  |  | Stocked | 3NE43376 |  | 18355 |  | SITOR 3NE / 3NC |  |  | 1 |  | 96
3177 | Siemens | Fuse | Fuses for semiconductor protection SITOR 3NE / 3NC - 3NE8 type | 25 gR 00 | Rated current (A): 25 | Utilization category: gR | Size: 00 |  |  |  | Not stocked | 3NE80151 |  | 14785 |  | SITOR 3NE / 3NC |  |  | 3 |  | 96
3178 | Siemens | Fuse | Fuses for semiconductor protection SITOR 3NE / 3NC - 3NE8 type | 35 gR 00 | Rated current (A): 35 | Utilization category: gR | Size: 00 |  |  |  | Not stocked | 3NE80031 |  | 14785 |  | SITOR 3NE / 3NC |  |  | 3 |  | 96
3179 | Siemens | Fuse | Fuses for semiconductor protection SITOR 3NE / 3NC - 3NE8 type | 50 gR 00 | Rated current (A): 50 | Utilization category: gR | Size: 00 |  |  |  | Not stocked | 3NE80171 |  | 14785 |  | SITOR 3NE / 3NC |  |  | 3 |  | 96
3180 | Siemens | Fuse | Fuses for semiconductor protection SITOR 3NE / 3NC - 3NE8 type | 63 gR 00 | Rated current (A): 63 | Utilization category: gR | Size: 00 |  |  |  | Not stocked | 3NE80181 |  | 14785 |  | SITOR 3NE / 3NC |  |  | 3 |  | 96
3181 | Siemens | Fuse | Fuses for semiconductor protection SITOR 3NE / 3NC - 3NE8 type | 80 aR 00 | Rated current (A): 80 | Utilization category: aR | Size: 00 |  |  |  | Not stocked | 3NE80201 |  | 16395 |  | SITOR 3NE / 3NC |  |  | 3 |  | 96
3182 | Siemens | Fuse | Fuses for semiconductor protection SITOR 3NE / 3NC - 3NE8 type | 100 aR 00 | Rated current (A): 100 | Utilization category: aR | Size: 00 |  |  |  | Not stocked | 3NE80211 |  | 17160 |  | SITOR 3NE / 3NC |  |  | 3 |  | 96
3183 | Siemens | Fuse | Fuses for semiconductor protection SITOR 3NE / 3NC - 3NE8 type | 125 aR 00 | Rated current (A): 125 | Utilization category: aR | Size: 00 |  |  |  | Not stocked | 3NE80221 |  | 17420 |  | SITOR 3NE / 3NC |  |  | 3 |  | 96
3184 | Siemens | Fuse | Fuses for semiconductor protection SITOR 3NE / 3NC - 3NE8 type | 160 aR 00 | Rated current (A): 160 | Utilization category: aR | Size: 00 |  |  |  | Not stocked | 3NE80241 |  | 19125 |  | SITOR 3NE / 3NC |  |  | 3 |  | 96
3185 | Siemens | Fuse | Fuses for semiconductor protection SITOR 3NE / 3NC - 3NE8 type | 200 gR 1 | Rated current (A): 200 | Utilization category: gR | Size: 1 |  |  |  | Not stocked | 3NE12252 |  | 48355 |  | SITOR 3NE / 3NC |  |  | 3 |  | 96
3186 | Siemens | Fuse | Fuses for semiconductor protection SITOR 3NE / 3NC - 3NE8 type | 250 gR 1 | Rated current (A): 250 | Utilization category: gR | Size: 1 |  |  |  | Not stocked | 3NE12272 |  | 49990 |  | SITOR 3NE / 3NC |  |  | 3 |  | 96
3187 | Siemens | Fuse | Fuses for semiconductor protection SITOR 3NE / 3NC - 3NE8 type | 315 gR 1 | Rated current (A): 315 | Utilization category: gR | Size: 1 |  |  |  | Not stocked | 3NE12302 |  | 51710 |  | SITOR 3NE / 3NC |  |  | 3 |  | 96
3188 | Siemens | Fuse | Fuses for semiconductor protection SITOR 3NE / 3NC - 3NE8 type | 350 gR 2 | Rated current (A): 350 | Utilization category: gR | Size: 2 |  |  |  | Not stocked | 3NE13312 |  | 68445 |  | SITOR 3NE / 3NC |  |  | 3 |  | 96
3189 | Siemens | Fuse | Fuses for semiconductor protection SITOR 3NE / 3NC - 3NE8 type | 400 gR 2 | Rated current (A): 400 | Utilization category: gR | Size: 2 |  |  |  | Not stocked | 3NE13322 |  | 87910 |  | SITOR 3NE / 3NC |  |  | 3 |  | 96
3190 | Siemens | Fuse | Fuses for semiconductor protection SITOR 3NE / 3NC - 3NE8 type | 450 gR 2 | Rated current (A): 450 | Utilization category: gR | Size: 2 |  |  |  | Not stocked | 3NE13332 |  | 73550 |  | SITOR 3NE / 3NC |  |  | 3 |  | 96
3191 | Siemens | Fuse | Fuses for semiconductor protection SITOR 3NE / 3NC - 3NE8 type | 500 gR 2 | Rated current (A): 500 | Utilization category: gR | Size: 2 |  |  |  | Not stocked | 3NE13342 |  | 76435 |  | SITOR 3NE / 3NC |  |  | 3 |  | 96
3192 | Siemens | Fuse | Fuses for semiconductor protection SITOR 3NE / 3NC - 3NE8 type | 560 gR 3 | Rated current (A): 560 | Utilization category: gR | Size: 3 |  |  |  | Not stocked | 3NE14352 |  | 94985 |  | SITOR 3NE / 3NC |  |  | 3 |  | 96
3193 | Siemens | Fuse | Fuses for semiconductor protection SITOR 3NE / 3NC - 3NE8 type | 630 gR 3 | Rated current (A): 630 | Utilization category: gR | Size: 3 |  |  |  | Not stocked | 3NE14362 |  | 98545 |  | SITOR 3NE / 3NC |  |  | 3 |  | 96
3194 | Siemens | Fuse | Fuses for semiconductor protection SITOR 3NE / 3NC - 3NE8 type | 670 gR 3 | Rated current (A): 670 | Utilization category: gR | Size: 3 |  |  |  | Not stocked | 3NE14472 |  | 100710 |  | SITOR 3NE / 3NC |  |  | 3 |  | 96
3195 | Siemens | Fuse | Fuses for semiconductor protection SITOR 3NE / 3NC - 3NE8 type | 710 gR 3 | Rated current (A): 710 | Utilization category: gR | Size: 3 |  |  |  | Not stocked | 3NE14372 |  | 105015 |  | SITOR 3NE / 3NC |  |  | 3 |  | 96
3196 | Siemens | Fuse | Fuses for semiconductor protection SITOR 3NE / 3NC - 3NE8 type | 800 gR 3 | Rated current (A): 800 | Utilization category: gR | Size: 3 |  |  |  | Not stocked | 3NE14382 |  | 112845 |  | SITOR 3NE / 3NC |  |  | 3 |  | 96
3197 | Siemens | Fuse | Fuses for semiconductor protection SITOR 3NE / 3NC - 3NE8 type | 850 gR 3 | Rated current (A): 850 | Utilization category: gR | Size: 3 |  |  |  | Not stocked | 3NE14482 |  | 122835 |  | SITOR 3NE / 3NC |  |  | 3 |  | 96
3198 | Siemens | Fuse | Fuses for semiconductor protection SITOR 3NE / 3NC | 20 gR 000 | Rated current (A): 20 | Utilization category: gR | Size: 000 |  |  |  | Not stocked | 3NE87141 |  | 15705 |  | SITOR 3NE / 3NC |  |  | 10 |  | 96
3199 | Siemens | Fuse | Fuses for semiconductor protection SITOR 3NE / 3NC | 25 gR 000 | Rated current (A): 25 | Utilization category: gR | Size: 000 |  |  |  | Not stocked | 3NE87151 |  | 15705 |  | SITOR 3NE / 3NC |  |  | 10 |  | 96
3200 | Siemens | Fuse | Fuses for semiconductor protection SITOR 3NE / 3NC | 32 gR 000 | Rated current (A): 32 | Utilization category: gR | Size: 000 |  |  |  | Not stocked | 3NE87011 |  | 15705 |  | SITOR 3NE / 3NC |  |  | 10 |  | 96
3201 | Siemens | Fuse | Fuses for semiconductor protection SITOR 3NE / 3NC | 40 gR 000 | Rated current (A): 40 | Utilization category: gR | Size: 000 |  |  |  | Not stocked | 3NE87021 |  | 15705 |  | SITOR 3NE / 3NC |  |  | 10 |  | 96
3202 | Siemens | Fuse | Fuses for semiconductor protection SITOR 3NE / 3NC | 50 gR 000 | Rated current (A): 50 | Utilization category: gR | Size: 000 |  |  |  | Not stocked | 3NE87171 |  | 16185 |  | SITOR 3NE / 3NC |  |  | 10 |  | 96
3203 | Siemens | Fuse | Fuses for semiconductor protection SITOR 3NE / 3NC | 63 aR 000 | Rated current (A): 63 | Utilization category: aR | Size: 000 |  |  |  | Not stocked | 3NE87181 |  | 16185 |  | SITOR 3NE / 3NC |  |  | 10 |  | 96
3204 | Siemens | Fuse | Fuses for semiconductor protection SITOR 3NE / 3NC | 80 aR 000 | Rated current (A): 80 | Utilization category: aR | Size: 000 |  |  |  | Not stocked | 3NE87201 |  | 16975 |  | SITOR 3NE / 3NC |  |  | 10 |  | 96
3205 | Siemens | Fuse | Fuses for semiconductor protection SITOR 3NE / 3NC | 100 aR 000 | Rated current (A): 100 | Utilization category: aR | Size: 000 |  |  |  | Not stocked | 3NE87211 |  | 16975 |  | SITOR 3NE / 3NC |  |  | 10 |  | 96
3206 | Siemens | Fuse | Fuses for semiconductor protection SITOR 3NE / 3NC | 125 aR 000 | Rated current (A): 125 | Utilization category: aR | Size: 000 |  |  |  | Not stocked | 3NE87221 |  | 15095 |  | SITOR 3NE / 3NC |  |  | 10 |  | 96
3207 | Siemens | Fuse | Fuses for semiconductor protection SITOR 3NE / 3NC | 160 aR 000 | Rated current (A): 160 | Utilization category: aR | Size: 000 |  |  |  | Not stocked | 3NE87241 |  | 17620 |  | SITOR 3NE / 3NC |  |  | 10 |  | 96
3208 | Siemens | Fuse | Fuses for semiconductor protection SITOR 3NE / 3NC | 200 aR 000 | Rated current (A): 200 | Utilization category: aR | Size: 000 |  |  |  | Not stocked | 3NE87251 |  | 18010 |  | SITOR 3NE / 3NC |  |  | 10 |  | 96
3209 | Siemens | Fuse | Fuses for semiconductor protection SITOR 3NE / 3NC | 250 aR 000 | Rated current (A): 250 | Utilization category: aR | Size: 000 |  |  |  | Not stocked | 3NE87271 |  | 19555 |  | SITOR 3NE / 3NC |  |  | 10 |  | 96
3210 | Siemens | Fuse | Fuses for semiconductor protection SITOR 3NE / 3NC | 315 aR 000 | Rated current (A): 315 | Utilization category: aR | Size: 000 |  |  |  | Not stocked | 3NE87311 |  | 25710 |  | SITOR 3NE / 3NC |  |  | 10 |  | 96
3211 | Siemens | Fuse | Fuses for semiconductor protection SITOR 3NE / 3NC - 3NE3 type | 100 aR 1 | Rated current (A): 100 | Utilization category: aR | DIN Size: 1 |  |  |  | Not stocked | 3NE3221 |  | 39575 |  | SITOR 3NE / 3NC |  |  | 3 |  | 97
3212 | Siemens | Fuse | Fuses for semiconductor protection SITOR 3NE / 3NC - 3NE3 type | 125 aR 1 | Rated current (A): 125 | Utilization category: aR | DIN Size: 1 |  |  |  | Not stocked | 3NE3222 |  | 40730 |  | SITOR 3NE / 3NC |  |  | 3 |  | 97
3213 | Siemens | Fuse | Fuses for semiconductor protection SITOR 3NE / 3NC - 3NE3 type | 160 aR 1 | Rated current (A): 160 | Utilization category: aR | DIN Size: 1 |  |  |  | Not stocked | 3NE3224 |  | 40730 |  | SITOR 3NE / 3NC |  |  | 3 |  | 97
3214 | Siemens | Fuse | Fuses for semiconductor protection SITOR 3NE / 3NC - 3NE3 type | 200 aR 1 | Rated current (A): 200 | Utilization category: aR | DIN Size: 1 |  |  |  | Not stocked | 3NE3225 |  | 44820 |  | SITOR 3NE / 3NC |  |  | 3 |  | 97
3215 | Siemens | Fuse | Fuses for semiconductor protection SITOR 3NE / 3NC - 3NE3 type | 250 aR 1 | Rated current (A): 250 | Utilization category: aR | DIN Size: 1 |  |  |  | Not stocked | 3NE3227 |  | 46000 |  | SITOR 3NE / 3NC |  |  | 3 |  | 97
3216 | Siemens | Fuse | Fuses for semiconductor protection SITOR 3NE / 3NC - 3NE3 type | 315 aR 1 | Rated current (A): 315 | Utilization category: aR | DIN Size: 1 |  |  |  | Not stocked | 3NE32300B |  | 47900 |  | SITOR 3NE / 3NC |  |  | 3 |  | 97
3217 | Siemens | Fuse | Fuses for semiconductor protection SITOR 3NE / 3NC - 3NE3 type | 350 aR 1 | Rated current (A): 350 | Utilization category: aR | DIN Size: 1 |  |  |  | Not stocked | 3NE3231 |  | 56870 |  | SITOR 3NE / 3NC |  |  | 3 |  | 97
3218 | Siemens | Fuse | Fuses for semiconductor protection SITOR 3NE / 3NC - 3NE3 type | 400 aR 1 | Rated current (A): 400 | Utilization category: aR | DIN Size: 1 |  |  |  | Not stocked | 3NE32320B |  | 60910 |  | SITOR 3NE / 3NC |  |  | 3 |  | 97
3219 | Siemens | Fuse | Fuses for semiconductor protection SITOR 3NE / 3NC - 3NE3 type | 450 aR 1 | Rated current (A): 450 | Utilization category: aR | DIN Size: 1 |  |  |  | Not stocked | 3NE3233 |  | 63090 |  | SITOR 3NE / 3NC |  |  | 3 |  | 97
3220 | Siemens | Fuse | Fuses for semiconductor protection SITOR 3NE / 3NC - 3NE3 type | 400 aR 2 | Rated current (A): 400 | Utilization category: aR | DIN Size: 2 |  |  |  | Not stocked | 3NE33320B |  | 61495 |  | SITOR 3NE / 3NC |  |  | 3 |  | 97
3221 | Siemens | Fuse | Fuses for semiconductor protection SITOR 3NE / 3NC - 3NE3 type | 450 aR 2 | Rated current (A): 450 | Utilization category: aR | DIN Size: 2 |  |  |  | Not stocked | 3NE3333 |  | 64765 |  | SITOR 3NE / 3NC |  |  | 3 |  | 97
3222 | Siemens | Fuse | Fuses for semiconductor protection SITOR 3NE / 3NC - 3NE3 type | 500 aR 2 | Rated current (A): 500 | Utilization category: aR | DIN Size: 2 |  |  |  | Not stocked | 3NE33340B |  | 65975 |  | SITOR 3NE / 3NC |  |  | 3 |  | 97
3223 | Siemens | Fuse | Fuses for semiconductor protection SITOR 3NE / 3NC - 3NE3 type | 560 aR 2 | Rated current (A): 560 | Utilization category: aR | DIN Size: 2 |  |  |  | Not stocked | 3NE3335 |  | 68470 |  | SITOR 3NE / 3NC |  |  | 3 |  | 97
3224 | Siemens | Fuse | Fuses for semiconductor protection SITOR 3NE / 3NC - 3NE3 type | 630 aR 2 | Rated current (A): 630 | Utilization category: aR | DIN Size: 2 |  |  |  | Not stocked | 3NE3336 |  | 71730 |  | SITOR 3NE / 3NC |  |  | 3 |  | 97
3225 | Siemens | Fuse | Fuses for semiconductor protection SITOR 3NE / 3NC - 3NE3 type | 710 aR 2 | Rated current (A): 710 | Utilization category: aR | DIN Size: 2 |  |  |  | Not stocked | 3NE33378 |  | 98240 |  | SITOR 3NE / 3NC |  |  | 3 |  | 97
3226 | Siemens | Fuse | Fuses for semiconductor protection SITOR 3NE / 3NC - 3NE3 type | 800 aR 2 | Rated current (A): 800 | Utilization category: aR | DIN Size: 2 |  |  |  | Not stocked | 3NE33388 |  | 100955 |  | SITOR 3NE / 3NC |  |  | 3 |  | 97
3227 | Siemens | Fuse | Fuses for semiconductor protection SITOR 3NE / 3NC - 3NE3 type | 900 aR 2 | Rated current (A): 900 | Utilization category: aR | DIN Size: 2 |  |  |  | Not stocked | 3NE33408 |  | 120260 |  | SITOR 3NE / 3NC |  |  | 3 |  | 97
3228 | Siemens | Fuse | Fuses for semiconductor protection SITOR 3NE / 3NC - 3NE5 type | 160 aR 3 | Rated current (A): 160 | Utilization category: aR | DIN Size: 3 |  |  |  | Not stocked | 3NE54240C |  | 116230 |  | SITOR 3NE / 3NC |  |  | 2 |  | 97
3229 | Siemens | Fuse | Fuses for semiconductor protection SITOR 3NE / 3NC - 3NE5 type | 224 aR 3 | Rated current (A): 224 | Utilization category: aR | DIN Size: 3 |  |  |  | Not stocked | 3NE54260C |  | 127155 |  | SITOR 3NE / 3NC |  |  | 2 |  | 97
3230 | Siemens | Fuse | Fuses for semiconductor protection SITOR 3NE / 3NC - 3NE5 type | 250 aR 3 | Rated current (A): 250 | Utilization category: aR | DIN Size: 3 |  |  |  | Not stocked | 3NE56270C |  | 117950 |  | SITOR 3NE / 3NC |  |  | 3 |  | 97
3231 | Siemens | Fuse | Fuses for semiconductor protection SITOR 3NE / 3NC - 3NE5 type | 315 aR 3 | Rated current (A): 315 | Utilization category: aR | DIN Size: 3 |  |  |  | Not stocked | 3NE54300C |  | 121460 |  | SITOR 3NE / 3NC |  |  | 2 |  | 97
3232 | Siemens | Fuse | Fuses for semiconductor protection SITOR 3NE / 3NC - 3NE5 type | 350 aR 3 | Rated current (A): 350 | Utilization category: aR | DIN Size: 3 |  |  |  | Not stocked | 3NE54310C |  | 133325 |  | SITOR 3NE / 3NC |  |  | 2 |  | 97
3233 | Siemens | Fuse | Fuses for semiconductor protection SITOR 3NE / 3NC - 3NE5 type | 450 aR 3 | Rated current (A): 450 | Utilization category: aR | DIN Size: 3 |  |  |  | Not stocked | 3NE56330C |  | 132380 |  | SITOR 3NE / 3NC |  |  | 3 |  | 97
3234 | Siemens | Fuse | Fuses for semiconductor protection SITOR 3NE / 3NC - 3NE5 type | 600 aR 3 | Rated current (A): 600 | Utilization category: aR | DIN Size: 3 |  |  |  | Not stocked | 3NE56430C |  | 157520 |  | SITOR 3NE / 3NC |  |  | 3 |  | 97
3235 | Siemens | Fuse | Fuses for semiconductor protection SITOR 3NE / 3NC - 3NE7 type | 200 aR 3 | Rated current (A): 200 | Utilization category: aR | DIN Size: 3 |  |  |  | Not stocked | 3NE74250U |  | Upon request |  | SITOR 3NE / 3NC |  |  | 2 |  | 97
3236 | Siemens | Fuse | Fuses for semiconductor protection SITOR 3NE / 3NC - 3NE7 type | 250 aR 3 | Rated current (A): 250 | Utilization category: aR | DIN Size: 3 |  |  |  | Not stocked | 3NE74270U |  | Upon request |  | SITOR 3NE / 3NC |  |  | 2 |  | 97
3237 | Siemens | Fuse | Fuses for semiconductor protection SITOR 3NE / 3NC - 3NE7 type | 350 aR 3 | Rated current (A): 350 | Utilization category: aR | DIN Size: 3 |  |  |  | Not stocked | 3NE74310U |  | Upon request |  | SITOR 3NE / 3NC |  |  | 2 |  | 97
3238 | Siemens | Fuse | Fuses for semiconductor protection SITOR 3NE / 3NC - 3NE7 type | 400 aR 3 | Rated current (A): 400 | Utilization category: aR | DIN Size: 3 |  |  |  | Not stocked | 3NE74320U |  | Upon request |  | SITOR 3NE / 3NC |  |  | 2 |  | 97
3239 | Siemens | Fuse | Fuses for semiconductor protection SITOR 3NE / 3NC - 3NE7 type | 450 aR 3 | Rated current (A): 450 | Utilization category: aR | DIN Size: 3 |  |  |  | Not stocked | 3NE76331U |  | Upon request |  | SITOR 3NE / 3NC |  |  | 2 |  | 97
3240 | Siemens | Fuse | Fuses for semiconductor protection SITOR 3NE / 3NC - 3NE7 type | 525 aR 3 | Rated current (A): 525 | Utilization category: aR | DIN Size: 3 |  |  |  | Not stocked | 3NE76481U |  | Upon request |  | SITOR 3NE / 3NC |  |  | 2 |  | 97
3241 | Siemens | Fuse | Fuses for semiconductor protection SITOR 3NE / 3NC - 3NE7 type | 630 aR 3 | Rated current (A): 630 | Utilization category: aR | DIN Size: 3 |  |  |  | Not stocked | 3NE76361U |  | Upon request |  | SITOR 3NE / 3NC |  |  | 2 |  | 97
3242 | Siemens | Fuse | Fuses for semiconductor protection SITOR 3NE / 3NC - 3NE7 type | 710 aR 3 | Rated current (A): 710 | Utilization category: aR | DIN Size: 3 |  |  |  | Not stocked | 3NE76371U |  | Upon request |  | SITOR 3NE / 3NC |  |  | 2 |  | 97
3243 | Siemens | Fuse | Fuses for semiconductor protection SITOR 3NE / 3NC - Fuses for semiconductor protection - SITOR 3NE / 3NC | 630 aR 3 | Rated current (A): 630 | Utilization category: aR | DIN Size: 3 |  |  |  | Not stocked | 3NC33361U |  | Upon request |  | SITOR 3NE / 3NC |  |  | 1/3 |  | 97
3244 | Siemens | Fuse | Fuses for semiconductor protection SITOR 3NE / 3NC - Fuses for semiconductor protection - SITOR 3NE / 3NC | 710 aR 3 | Rated current (A): 710 | Utilization category: aR | DIN Size: 3 |  |  |  | Not stocked | 3NC33371U |  | Upon request |  | SITOR 3NE / 3NC |  |  | 1/3 |  | 97
3245 | Siemens | Fuse | Fuses for semiconductor protection SITOR 3NE / 3NC - Fuses for semiconductor protection - SITOR 3NE / 3NC | 800 aR 3 | Rated current (A): 800 | Utilization category: aR | DIN Size: 3 |  |  |  | Not stocked | 3NC33381U |  | Upon request |  | SITOR 3NE / 3NC |  |  | 1/3 |  | 97
3246 | Siemens | Fuse | Fuses for semiconductor protection SITOR 3NE / 3NC - Fuses for semiconductor protection - SITOR 3NE / 3NC | 900 aR 3 | Rated current (A): 900 | Utilization category: aR | DIN Size: 3 |  |  |  | Not stocked | 3NC33401U |  | Upon request |  | SITOR 3NE / 3NC |  |  | 1/3 |  | 97
3247 | Siemens | Fuse | Fuses for semiconductor protection SITOR 3NE / 3NC - Fuses for semiconductor protection - SITOR 3NE / 3NC | 1000 aR 3 | Rated current (A): 1000 | Utilization category: aR | DIN Size: 3 |  |  |  | Not stocked | 3NC33411U |  | Upon request |  | SITOR 3NE / 3NC |  |  | 1/3 |  | 97
3248 | Siemens | Fuse | Fuses for semiconductor protection SITOR 3NE / 3NC - Fuses for semiconductor protection - SITOR 3NE / 3NC | 1100 aR 3 | Rated current (A): 1100 | Utilization category: aR | DIN Size: 3 |  |  |  | Not stocked | 3NC33421U |  | Upon request |  | SITOR 3NE / 3NC |  |  | 1/3 |  | 97
3249 | Siemens | Fuse | Fuses for semiconductor protection SITOR 3NE / 3NC - Fuses for semiconductor protection - SITOR 3NE / 3NC | 1250 aR 3 | Rated current (A): 1250 | Utilization category: aR | DIN Size: 3 |  |  |  | Not stocked | 3NC33431U |  | Upon request |  | SITOR 3NE / 3NC |  |  | 1/3 |  | 97
3250 | Siemens | Fuse Base / Holder | Fuses for semiconductor protection SITOR 3NE / 3NC - Fuse bases for SITOR fuses | 75 3NC18 50 690 | Version mm: 75 | For fuse series: 3NC18 | I n (A): 50 | U n (V AC / V DC): 690 | Con- nection bolt: M5 |  | Not stocked | 3NH5723 |  | Upon request |  | SITOR 3NE / 3NC |  |  | 1/3 |  | 97
3251 | Siemens | Fuse Base / Holder | Fuses for semiconductor protection SITOR 3NE / 3NC - Fuse bases for SITOR fuses | 80 1600 690 M10 | Version mm: 80 | I n (A): 1600 | U n (V AC / V DC): 690 | Con- nection bolt: M10 | Version: For fuse series |  | Not stocked | 3NE82..-3MK |  | Upon request |  | SITOR 3NE / 3NC |  |  | 1/3 | Incomplete part code (..) - complete code as per price list page / Siemens sales office | 97
3252 | Siemens | Fuse Base / Holder | Fuses for semiconductor protection SITOR 3NE / 3NC - Fuse bases for SITOR fuses | 80 315 690 M8 | Version mm: 80 | I n (A): 315 | U n (V AC / V DC): 690 | Con- nection bolt: M8 |  |  | Not stocked | 3NH5023 |  | Upon request |  | SITOR 3NE / 3NC |  |  | 1/3 |  | 97
3253 | Siemens | Fuse Base / Holder | Fuses for semiconductor protection SITOR 3NE / 3NC - Fuse bases for SITOR fuses | 80 400 690 M10 | Version mm: 80 | I n (A): 400 | U n (V AC / V DC): 690 | Con- nection bolt: M10 |  |  | Not stocked | 3NH5323 |  | Upon request |  | SITOR 3NE / 3NC |  |  | 1/3 |  | 97
3254 | Siemens | Fuse Base / Holder | Fuses for semiconductor protection SITOR 3NE / 3NC - Fuse bases for SITOR fuses | 80 1600 690 M10 | Version mm: 80 | I n (A): 1600 | U n (V AC / V DC): 690 | Con- nection bolt: M10 |  |  | Not stocked | 3NH5423 |  | Upon request |  | SITOR 3NE / 3NC |  |  | 1/3 |  | 97
3255 | Siemens | Fuse Base / Holder | Fuses for semiconductor protection SITOR 3NE / 3NC - Fuse bases for SITOR fuses | 110 1250 M10 For fuse series | Version mm: 110 | I n (A): 1250 | Con- nection bolt: M10 | Version: For fuse series |  |  | Not stocked | 3NC33..-1U |  | Upon request |  | SITOR 3NE / 3NC | , |  | 1/3 | Incomplete part code (..) - complete code as per price list page / Siemens sales office | 97
3256 | Siemens | Fuse Base / Holder | Fuses for semiconductor protection SITOR 3NE / 3NC - Fuse bases for SITOR fuses | 110 1250 M10 For fuse series | Version mm: 110 | I n (A): 1250 | Con- nection bolt: M10 | Version: For fuse series |  |  | Not stocked | 3NC34..-1U |  | Upon request |  | SITOR 3NE / 3NC | , 3NC84, 3NE1...-3, 3NE32, 3NE33, 3NE34 |  | 1/3 | Incomplete part code (..) - complete code as per price list page / Siemens sales office | 97
3257 | Siemens | Fuse Base / Holder | Fuses for semiconductor protection SITOR 3NE / 3NC - Fuse bases for SITOR fuses | 110 1250 M10 | Version mm: 110 | I n (A): 1250 | Con- nection bolt: M10 |  |  |  | Not stocked | 3NH5463 |  | Upon request |  | SITOR 3NE / 3NC |  |  | 1/3 |  | 97
3258 | Siemens | Fuse Base / Holder | Fuses for semiconductor protection SITOR 3NE / 3NC - Fuse bases for SITOR fuses | 170 3NE53, 3NE56 630 1800 | Version mm: 170 | For fuse series: 3NE53, 3NE56 | I n (A): 630 | U n (V AC / V DC): 1800 | Con- nection bolt: M10 |  | Not stocked | 3NH5473 |  | Upon request |  | SITOR 3NE / 3NC |  |  | 1/3 |  | 97
3259 | Siemens | Fuse | Fuses for semiconductor protection SITOR 3NE / 3NC - 3NC type | 150 gR 3 | Rated current (A): 150 | Utilization category: gR | DIN Size: 3 |  |  |  | Not stocked | 3NC84233C |  | 91015 |  | SITOR 3NE / 3NC |  |  | 3 |  | 97
3260 | Siemens | Fuse | Fuses for semiconductor protection SITOR 3NE / 3NC - 3NC type | 200 gR 3 | Rated current (A): 200 | Utilization category: gR | DIN Size: 3 |  |  |  | Not stocked | 3NC84253C |  | 63510 |  | SITOR 3NE / 3NC |  |  | 3 |  | 97
3261 | Siemens | Fuse | Fuses for semiconductor protection SITOR 3NE / 3NC - 3NC type | 250 gR 3 | Rated current (A): 250 | Utilization category: gR | DIN Size: 3 |  |  |  | Not stocked | 3NC84273C |  | 72610 |  | SITOR 3NE / 3NC |  |  | 3 |  | 97
3262 | Siemens | Fuse | Fuses for semiconductor protection SITOR 3NE / 3NC - 3NC type | 350 gR 3 | Rated current (A): 350 | Utilization category: gR | DIN Size: 3 |  |  |  | Not stocked | 3NC84313C |  | 74870 |  | SITOR 3NE / 3NC |  |  | 3 |  | 97
3263 | Siemens | Fuse | Fuses for semiconductor protection SITOR 3NE / 3NC - 3NC type | 500 gR 3 | Rated current (A): 500 | Utilization category: gR | DIN Size: 3 |  |  |  | Not stocked | 3NC84343C |  | 80910 |  | SITOR 3NE / 3NC |  |  | 3 |  | 97
3264 | Siemens | Fuse | Fuses for semiconductor protection SITOR 3NE / 3NC - 3NC type | 1000 aR 3 | Rated current (A): 1000 | Utilization category: aR | DIN Size: 3 |  |  |  | Not stocked | 3NC84443C |  | 147030 |  | SITOR 3NE / 3NC |  |  | 3 |  | 97
3265 | Siemens | Fuse | Cylindrical fuses 3NW - Cylindrical Fuse, Size 10 x 38 | 0.5A 10 x 38 500 | Rated Current (A): 0.5A | Size: 10 x 38 | Voltage (V): 500 |  |  |  | Not stocked | 3NW60001 |  | 1310 |  | 3NW cylindrical |  |  | 1/10 |  | 98
3266 | Siemens | Fuse | Cylindrical fuses 3NW - Cylindrical Fuse, Size 10 x 38 | 1A 10 x 38 500 | Rated Current (A): 1A | Size: 10 x 38 | Voltage (V): 500 |  |  |  | Not stocked | 3NW60111 |  | 1310 |  | 3NW cylindrical |  |  | 1/10 |  | 98
3267 | Siemens | Fuse | Cylindrical fuses 3NW - Cylindrical Fuse, Size 10 x 38 | 2A 10 x 38 500 | Rated Current (A): 2A | Size: 10 x 38 | Voltage (V): 500 |  |  |  | Not stocked | 3NW60021 |  | 1310 |  | 3NW cylindrical |  |  | 1/10 |  | 98
3268 | Siemens | Fuse | Cylindrical fuses 3NW - Cylindrical Fuse, Size 10 x 38 | 4A 10 x 38 500 | Rated Current (A): 4A | Size: 10 x 38 | Voltage (V): 500 |  |  |  | Not stocked | 3NW60041 |  | 1310 |  | 3NW cylindrical |  |  | 1/10 |  | 98
3269 | Siemens | Fuse | Cylindrical fuses 3NW - Cylindrical Fuse, Size 10 x 38 | 6A 10 x 38 500 | Rated Current (A): 6A | Size: 10 x 38 | Voltage (V): 500 |  |  |  | Not stocked | 3NW60011 |  | 1310 |  | 3NW cylindrical |  |  | 1/10 |  | 98
3270 | Siemens | Fuse | Cylindrical fuses 3NW - Cylindrical Fuse, Size 10 x 38 | 8A 10 x 38 500 | Rated Current (A): 8A | Size: 10 x 38 | Voltage (V): 500 |  |  |  | Not stocked | 3NW60081 |  | 1310 |  | 3NW cylindrical |  |  | 1/10 |  | 98
3271 | Siemens | Fuse | Cylindrical fuses 3NW - Cylindrical Fuse, Size 10 x 38 | 10A 10 x 38 500 | Rated Current (A): 10A | Size: 10 x 38 | Voltage (V): 500 |  |  |  | Not stocked | 3NW60031 |  | 1310 |  | 3NW cylindrical |  |  | 1/10 |  | 98
3272 | Siemens | Fuse | Cylindrical fuses 3NW - Cylindrical Fuse, Size 10 x 38 | 12A 10 x 38 500 | Rated Current (A): 12A | Size: 10 x 38 | Voltage (V): 500 |  |  |  | Not stocked | 3NW60061 |  | 1310 |  | 3NW cylindrical |  |  | 1/10 |  | 98
3273 | Siemens | Fuse | Cylindrical fuses 3NW - Cylindrical Fuse, Size 10 x 38 | 16A 10 x 38 500 | Rated Current (A): 16A | Size: 10 x 38 | Voltage (V): 500 |  |  |  | Not stocked | 3NW60051 |  | 1310 |  | 3NW cylindrical |  |  | 1/20 |  | 98
3274 | Siemens | Fuse | Cylindrical fuses 3NW - Cylindrical Fuse, Size 10 x 38 | 20A 10 x 38 500 | Rated Current (A): 20A | Size: 10 x 38 | Voltage (V): 500 |  |  |  | Not stocked | 3NW60071 |  | 1310 |  | 3NW cylindrical |  |  | 1/20 |  | 98
3275 | Siemens | Fuse | Cylindrical fuses 3NW - Cylindrical Fuse, Size 10 x 38 | 25A 10 x 38 500 | Rated Current (A): 25A | Size: 10 x 38 | Voltage (V): 500 |  |  |  | Not stocked | 3NW60101 |  | 1310 |  | 3NW cylindrical |  |  | 1/20 |  | 98
3276 | Siemens | Fuse | Cylindrical fuses 3NW - Cylindrical Fuse, Size 10 x 38 | 32A 10 x 38 400 | Rated Current (A): 32A | Size: 10 x 38 | Voltage (V): 400 |  |  |  | Not stocked | 3NW60121 |  | 1310 |  | 3NW cylindrical |  |  | 1/20 |  | 98
3277 | Siemens | Fuse | Cylindrical fuses 3NW - Cylindrical Fuse, Size 14 x 51 | 4A 14 x 51 690 | Rated Current (A): 4A | Size: 14 x 51 | Voltage (V): 690 |  |  |  | Not stocked | 3NW61041 |  | 1450 |  | 3NW cylindrical |  |  | 1/10 |  | 98
3278 | Siemens | Fuse | Cylindrical fuses 3NW - Cylindrical Fuse, Size 14 x 51 | 6A 14 x 51 690 | Rated Current (A): 6A | Size: 14 x 51 | Voltage (V): 690 |  |  |  | Not stocked | 3NW61011 |  | 1450 |  | 3NW cylindrical |  |  | 1/10 |  | 98
3279 | Siemens | Fuse | Cylindrical fuses 3NW - Cylindrical Fuse, Size 14 x 51 | 8A 14 x 51 690 | Rated Current (A): 8A | Size: 14 x 51 | Voltage (V): 690 |  |  |  | Not stocked | 3NW61081 |  | 1450 |  | 3NW cylindrical |  |  | 1/10 |  | 98
3280 | Siemens | Fuse | Cylindrical fuses 3NW - Cylindrical Fuse, Size 14 x 51 | 10A 14 x 51 690 | Rated Current (A): 10A | Size: 14 x 51 | Voltage (V): 690 |  |  |  | Not stocked | 3NW61031 |  | 1450 |  | 3NW cylindrical |  |  | 1/10 |  | 98
3281 | Siemens | Fuse | Cylindrical fuses 3NW - Cylindrical Fuse, Size 14 x 51 | 12A 14 x 51 690 | Rated Current (A): 12A | Size: 14 x 51 | Voltage (V): 690 |  |  |  | Not stocked | 3NW61061 |  | 1450 |  | 3NW cylindrical |  |  | 1/10 |  | 98
3282 | Siemens | Fuse | Cylindrical fuses 3NW - Cylindrical Fuse, Size 14 x 51 | 16A 14 x 51 690 | Rated Current (A): 16A | Size: 14 x 51 | Voltage (V): 690 |  |  |  | Not stocked | 3NW61051 |  | 1450 |  | 3NW cylindrical |  |  | 1/10 |  | 98
3283 | Siemens | Fuse | Cylindrical fuses 3NW - Cylindrical Fuse, Size 14 x 51 | 20A 14 x 51 690 | Rated Current (A): 20A | Size: 14 x 51 | Voltage (V): 690 |  |  |  | Not stocked | 3NW61071 |  | 1450 |  | 3NW cylindrical |  |  | 1/10 |  | 98
3284 | Siemens | Fuse | Cylindrical fuses 3NW - Cylindrical Fuse, Size 14 x 51 | 25A 14 x 51 690 | Rated Current (A): 25A | Size: 14 x 51 | Voltage (V): 690 |  |  |  | Not stocked | 3NW61101 |  | 1450 |  | 3NW cylindrical |  |  | 1/10 |  | 98
3285 | Siemens | Fuse | Cylindrical fuses 3NW - Cylindrical Fuse, Size 14 x 51 | 32A 14 x 51 690 | Rated Current (A): 32A | Size: 14 x 51 | Voltage (V): 690 |  |  |  | Not stocked | 3NW61121 |  | 1730 |  | 3NW cylindrical |  |  | 1/10 |  | 98
3286 | Siemens | Fuse | Cylindrical fuses 3NW - Cylindrical Fuse, Size 14 x 51 | 40A 14 x 51 500 | Rated Current (A): 40A | Size: 14 x 51 | Voltage (V): 500 |  |  |  | Not stocked | 3NW61171 |  | 1730 |  | 3NW cylindrical |  |  | 1/10 |  | 98
3287 | Siemens | Fuse | Cylindrical fuses 3NW - Cylindrical Fuse, Size 14 x 51 | 50A 14 x 51 500 | Rated Current (A): 50A | Size: 14 x 51 | Voltage (V): 500 |  |  |  | Not stocked | 3NW61201 |  | 1730 |  | 3NW cylindrical |  |  | 1/10 |  | 98
3288 | Siemens | Fuse | Cylindrical fuses 3NW - Cylindrical Fuse, Size 22 x 58 | 16A 22 x 58 690 | Rated Current (A): 16A | Size: 22 x 58 | Voltage (V): 690 |  |  |  | Not stocked | 3NW62051 |  | 2540 |  | 3NW cylindrical |  |  | 1/10 |  | 98
3289 | Siemens | Fuse | Cylindrical fuses 3NW - Cylindrical Fuse, Size 22 x 58 | 20A 22 x 58 690 | Rated Current (A): 20A | Size: 22 x 58 | Voltage (V): 690 |  |  |  | Not stocked | 3NW62071 |  | 2540 |  | 3NW cylindrical |  |  | 1/10 |  | 98
3290 | Siemens | Fuse | Cylindrical fuses 3NW - Cylindrical Fuse, Size 22 x 58 | 25A 22 x 58 690 | Rated Current (A): 25A | Size: 22 x 58 | Voltage (V): 690 |  |  |  | Not stocked | 3NW62101 |  | 2540 |  | 3NW cylindrical |  |  | 1/10 |  | 98
3291 | Siemens | Fuse | Cylindrical fuses 3NW - Cylindrical Fuse, Size 22 x 58 | 32A 22 x 58 690 | Rated Current (A): 32A | Size: 22 x 58 | Voltage (V): 690 |  |  |  | Not stocked | 3NW62121 |  | 2540 |  | 3NW cylindrical |  |  | 1/10 |  | 98
3292 | Siemens | Fuse | Cylindrical fuses 3NW - Cylindrical Fuse, Size 22 x 58 | 40A 22 x 58 690 | Rated Current (A): 40A | Size: 22 x 58 | Voltage (V): 690 |  |  |  | Not stocked | 3NW62171 |  | 2790 |  | 3NW cylindrical |  |  | 1/10 |  | 98
3293 | Siemens | Fuse | Cylindrical fuses 3NW - Cylindrical Fuse, Size 22 x 58 | 50A 22 x 58 690 | Rated Current (A): 50A | Size: 22 x 58 | Voltage (V): 690 |  |  |  | Not stocked | 3NW62201 |  | 2790 |  | 3NW cylindrical |  |  | 1/10 |  | 98
3294 | Siemens | Fuse | Cylindrical fuses 3NW - Cylindrical Fuse, Size 22 x 58 | 63A 22 x 58 500 | Rated Current (A): 63A | Size: 22 x 58 | Voltage (V): 500 |  |  |  | Not stocked | 3NW62221 |  | 2790 |  | 3NW cylindrical |  |  | 1/10 |  | 98
3295 | Siemens | Fuse | Cylindrical fuses 3NW - Cylindrical Fuse, Size 22 x 58 | 80A 22 x 58 500 | Rated Current (A): 80A | Size: 22 x 58 | Voltage (V): 500 |  |  |  | Not stocked | 3NW62241 |  | 2790 |  | 3NW cylindrical |  |  | 1/10 |  | 98
3296 | Siemens | Fuse | Cylindrical fuses 3NW - Cylindrical Fuse, Size 22 x 58 | 100A 22 x 58 500 | Rated Current (A): 100A | Size: 22 x 58 | Voltage (V): 500 |  |  |  | Not stocked | 3NW62301 |  | 3085 |  | 3NW cylindrical |  |  | 1/10 |  | 98
3297 | Siemens | Fuse Base / Holder | Cylindrical fuses 3NW - Cylindrical Fuse holders | 1P 10 x 38 32A 1 | No of Poles: 1P | Size: 10 x 38 | Rating (A): 32A | MW: 1 |  |  | Not stocked | 3NW70132 |  | 2340 |  | 3NW cylindrical |  |  | 1/1 |  | 98
3298 | Siemens | Fuse Base / Holder | Cylindrical fuses 3NW - Cylindrical Fuse holders | 1P 14 x 51 50A 1.5 | No of Poles: 1P | Size: 14 x 51 | Rating (A): 50A | MW: 1.5 |  |  | Not stocked | 3NW7111 |  | 7425 |  | 3NW cylindrical |  |  | 1/1 |  | 98
3299 | Siemens | Fuse Base / Holder | Cylindrical fuses 3NW - Cylindrical Fuse holders | 1P 22 x 58 100A 2 | No of Poles: 1P | Size: 22 x 58 | Rating (A): 100A | MW: 2 |  |  | Not stocked | 3NW7211 |  | 12135 |  | 3NW cylindrical |  |  | 1/1 |  | 98
3300 | Siemens | Fuse Base / Holder | Cylindrical fuses 3NW - Cylindrical Fuse holders | 1+N 10 x 38 32A 1 | No of Poles: 1+N | Size: 10 x 38 | Rating (A): 32A | MW: 1 |  |  | Not stocked | 3NW70532 |  | 4780 |  | 3NW cylindrical |  |  | 1/1 |  | 98
3301 | Siemens | Fuse Base / Holder | Cylindrical fuses 3NW - Cylindrical Fuse holders | 1+N 14 x 51 50A 3 | No of Poles: 1+N | Size: 14 x 51 | Rating (A): 50A | MW: 3 |  |  | Not stocked | 3NW7151 |  | 15375 |  | 3NW cylindrical |  |  | 1/1 |  | 98
3302 | Siemens | Fuse Base / Holder | Cylindrical fuses 3NW - Cylindrical Fuse holders | 1+N 22 x 58 100A 4 | No of Poles: 1+N | Size: 22 x 58 | Rating (A): 100A | MW: 4 |  |  | Not stocked | 3NW7251 |  | 24880 |  | 3NW cylindrical |  |  | 1/1 |  | 98
3303 | Siemens | Fuse Base / Holder | Cylindrical fuses 3NW - Cylindrical Fuse holders | 2P 10 x 38 32A 2 | No of Poles: 2P | Size: 10 x 38 | Rating (A): 32A | MW: 2 |  |  | Not stocked | 3NW70232 |  | 4685 |  | 3NW cylindrical |  |  | 1/1 |  | 98
3304 | Siemens | Fuse Base / Holder | Cylindrical fuses 3NW - Cylindrical Fuse holders | 2P 14 x 51 50A 3 | No of Poles: 2P | Size: 14 x 51 | Rating (A): 50A | MW: 3 |  |  | Not stocked | 3NW7121 |  | 14795 |  | 3NW cylindrical |  |  | 1/1 |  | 98
3305 | Siemens | Fuse Base / Holder | Cylindrical fuses 3NW - Cylindrical Fuse holders | 2P 22 x 58 100A 4 | No of Poles: 2P | Size: 22 x 58 | Rating (A): 100A | MW: 4 |  |  | Not stocked | 3NW7221 |  | 20945 |  | 3NW cylindrical |  |  | 1/1 |  | 98
3306 | Siemens | Fuse Base / Holder | Cylindrical fuses 3NW - Cylindrical Fuse holders | 3P 10 x 38 32A 3 | No of Poles: 3P | Size: 10 x 38 | Rating (A): 32A | MW: 3 |  |  | Not stocked | 3NW70332 |  | 7040 |  | 3NW cylindrical |  |  | 1/1 |  | 98
3307 | Siemens | Fuse Base / Holder | Cylindrical fuses 3NW - Cylindrical Fuse holders | 3P 14 x 51 50A 4.5 | No of Poles: 3P | Size: 14 x 51 | Rating (A): 50A | MW: 4.5 |  |  | Not stocked | 3NW7131 |  | 22165 |  | 3NW cylindrical |  |  | 1/1 |  | 98
3308 | Siemens | Fuse Base / Holder | Cylindrical fuses 3NW - Cylindrical Fuse holders | 3P 22 x 58 100A 6 | No of Poles: 3P | Size: 22 x 58 | Rating (A): 100A | MW: 6 |  |  | Not stocked | 3NW7231 |  | 31240 |  | 3NW cylindrical |  |  | 1/1 |  | 98
3309 | Siemens | Switch Disconnector Fuse Accessories | Switch disconnector fuse 3KL8 (available till stocks last) - Accessories for 3KL8 / 3KA8: 3-pole with Isolable neutral (Open Execution) | Fuse Cover ¦ 3KL81 11/21/51 3KA81 51 | Version: 3KL81 11/21/51 3KA81 51 |  |  |  |  | Fuse Cover | Available till stocks last | 3KX8150-0AC |  | 985 |  | Superswitch 3KL8 |  |  | 1 | Price is MRP | 104
3310 | Siemens | Switch Disconnector Fuse Accessories | Switch disconnector fuse 3KL8 (available till stocks last) - Accessories for 3KL8 / 3KA8: 3-pole with Isolable neutral (Open Execution) | Fuse Cover ¦ 3KL82 11/21/31 3KA82 11/21/31 | Version: 3KL82 11/21/31 3KA82 11/21/31 |  |  |  |  | Fuse Cover | Available till stocks last | 3KX8230-0AC |  | 1410 |  | Superswitch 3KL8 |  |  | 1 | Price is MRP | 104
3311 | Siemens | Switch Disconnector Fuse Accessories | Switch disconnector fuse 3KL8 (available till stocks last) - Accessories for 3KL8 / 3KA8: 3-pole with Isolable neutral (Open Execution) | Fuse Cover ¦ 3KL83 11/21/31/41 3KA83 11/21/41/51 | Version: 3KL83 11/21/31/41 3KA83 11/21/41/51 |  |  |  |  | Fuse Cover | Available till stocks last | 3KX8340-0AC |  | 2070 |  | Superswitch 3KL8 |  |  | 1 | Price is MRP | 104
3312 | Siemens | Switch Disconnector Fuse Accessories | Switch disconnector fuse 3KL8 (available till stocks last) - Accessories for 3KL8 / 3KA8: 3-pole with Isolable neutral (Open Execution) | Fuse Cover ¦ 3KL84 11/21/31 3KA84 3/4/5/6 | Version: 3KL84 11/21/31 3KA84 3/4/5/6 |  |  |  |  | Fuse Cover | Available till stocks last | 3KX8430-0AC |  | 2935 |  | Superswitch 3KL8 |  |  | 1 | Price is MRP | 104
3313 | Siemens | Switch Disconnector Fuse Accessories | Switch disconnector fuse 3KL8 (available till stocks last) - Accessories for 3KL8 / 3KA8: 3-pole with Isolable neutral (Open Execution) | Terminal Cover (1 set) ¦ 3KL82 11/21/31 3KA82 11/21/31 | Version: 3KL82 11/21/31 3KA82 11/21/31 |  |  |  |  | Terminal Cover (1 set) | Available till stocks last | 3KX8231-0AC |  | 1200 |  | Superswitch 3KL8 |  |  | 1 | Price is MRP | 104
3314 | Siemens | Switch Disconnector Fuse Accessories | Switch disconnector fuse 3KL8 (available till stocks last) - Accessories for 3KL8 / 3KA8: 3-pole with Isolable neutral (Open Execution) | Terminal Cover (1 set) ¦ 3KL83 11/21/31/41 3KA83 11/21/41/51 | Version: 3KL83 11/21/31/41 3KA83 11/21/41/51 |  |  |  |  | Terminal Cover (1 set) | Available till stocks last | 3KX8341-0AC |  | 2255 |  | Superswitch 3KL8 |  |  | 1 | Price is MRP | 104
3315 | Siemens | Switch Disconnector Fuse Accessories | Switch disconnector fuse 3KL8 (available till stocks last) - Accessories for 3KL8 / 3KA8: 3-pole with Isolable neutral (Open Execution) | Terminal Cover (1 set) ¦ 3KL84 11/21/31 3KA84 3/4/5/6 | Version: 3KL84 11/21/31 3KA84 3/4/5/6 |  |  |  |  | Terminal Cover (1 set) | Available till stocks last | 3KX8431-0AC |  | 2645 |  | Superswitch 3KL8 |  |  | 1 | Price is MRP | 104
3316 | Siemens | Switch Disconnector Fuse Accessories | Switch disconnector fuse 3KL8 (available till stocks last) - Accessories for 3KL8 / 3KA8: 3-pole with Isolable neutral (Open Execution) | Isolable Neutral cover ¦ 3KL82 11/21/31 3KA82 11/21/31 | Version: 3KL82 11/21/31 3KA82 11/21/31 |  |  |  |  | Isolable Neutral cover | Available till stocks last | 3KX8232-0AC |  | 595 |  | Superswitch 3KL8 |  |  | 1 | Price is MRP | 104
3317 | Siemens | Switch Disconnector Fuse Accessories | Switch disconnector fuse 3KL8 (available till stocks last) - Accessories for 3KL8 / 3KA8: 3-pole with Isolable neutral (Open Execution) | Phase Barrier ¦ 3KL81 11/21/51 3KA81 51 | Version: 3KL81 11/21/51 3KA81 51 |  |  |  |  | Phase Barrier | Available till stocks last | 3KX8153-0AC |  | 395 |  | Superswitch 3KL8 |  |  | 1 | Price is MRP | 104
3318 | Siemens | Switch Disconnector Fuse Accessories | Switch disconnector fuse 3KL8 (available till stocks last) - Accessories for 3KL8 / 3KA8: 3-pole with Isolable neutral (Open Execution) | Phase Barrier ¦ 3KL82 11/21/31 3KA82 11/21/31 | Version: 3KL82 11/21/31 3KA82 11/21/31 |  |  |  |  | Phase Barrier | Available till stocks last | 3KX8233-0AC |  | 395 |  | Superswitch 3KL8 |  |  | 1 | Price is MRP | 104
3319 | Siemens | Switch Disconnector Fuse Accessories | Switch disconnector fuse 3KL8 (available till stocks last) - Accessories for 3KL8 / 3KA8: 3-pole with Isolable neutral (Open Execution) | Phase Barrier ¦ 3KL83 11/21/31/41 3KA83 11/21/41/51 | Version: 3KL83 11/21/31/41 3KA83 11/21/41/51 |  |  |  |  | Phase Barrier | Available till stocks last | 3KX8343-0AC |  | 575 |  | Superswitch 3KL8 |  |  | 1 | Price is MRP | 104
3320 | Siemens | Switch Disconnector Fuse Accessories | Switch disconnector fuse 3KL8 (available till stocks last) - Accessories for 3KL8 / 3KA8: 3-pole with Isolable neutral (Open Execution) | Phase Barrier ¦ 3KL84 11/21/31 3KA84 3/4/5/6 | Version: 3KL84 11/21/31 3KA84 3/4/5/6 |  |  |  |  | Phase Barrier | Available till stocks last | 3KX8433-0AC |  | 745 |  | Superswitch 3KL8 |  |  | 1 | Price is MRP | 104
3321 | Siemens | Switch Disconnector Fuse | Switch disconnector fuse 3KL8 (available till stocks last) - 3VT MCCBs | 20A | [6 empty] | Available till stocks last | 3KL8111-3TA00 |  | 8440 |  | Superswitch 3KL8 |  |  |  | Price is MRP | 104
3322 | Siemens | Switch Disconnector Fuse | Switch disconnector fuse 3KL8 (available till stocks last) - 3VT MCCBs | 20A | [6 empty] | Available till stocks last | 3KL8111-3TJ00 |  | 8175 |  | Superswitch 3KL8 |  |  |  | Price is MRP | 104
3323 | Siemens | Switch Disconnector Fuse | Switch disconnector fuse 3KL8 (available till stocks last) - 3VT MCCBs | 20A | [6 empty] | Available till stocks last | 3KL8111-3TC00 |  | 8305 |  | Superswitch 3KL8 |  |  |  | Price is MRP | 104
3324 | Siemens | Switch Disconnector Fuse | Switch disconnector fuse 3KL8 (available till stocks last) - 3VT MCCBs | 32A | [6 empty] | Available till stocks last | 3KL8121-3TA00 |  | 8640 |  | Superswitch 3KL8 |  |  |  | Price is MRP | 104
3325 | Siemens | Switch Disconnector Fuse | Switch disconnector fuse 3KL8 (available till stocks last) - 3VT MCCBs | 32A | [6 empty] | Available till stocks last | 3KL8121-3TJ00 |  | 8450 |  | Superswitch 3KL8 |  |  |  | Price is MRP | 104
3326 | Siemens | Switch Disconnector Fuse | Switch disconnector fuse 3KL8 (available till stocks last) - 3VT MCCBs | 32A | [6 empty] | Available till stocks last | 3KL8121-3TC00 |  | 8575 |  | Superswitch 3KL8 |  |  |  | Price is MRP | 104
3327 | Siemens | Switch Disconnector Fuse | Switch disconnector fuse 3KL8 (available till stocks last) - 3VT MCCBs | 63A | [6 empty] | Available till stocks last | 3KL8151-3TA00 |  | 12205 |  | Superswitch 3KL8 |  |  |  | Price is MRP | 104
3328 | Siemens | Switch Disconnector Fuse | Switch disconnector fuse 3KL8 (available till stocks last) - 3VT MCCBs | 63A | [6 empty] | Available till stocks last | 3KL8151-3TJ00 |  | 11815 |  | Superswitch 3KL8 |  |  |  | Price is MRP | 104
3329 | Siemens | Switch Disconnector Fuse | Switch disconnector fuse 3KL8 (available till stocks last) - 3VT MCCBs | 63A | [6 empty] | Available till stocks last | 3KL8151-3TC00 |  | 11915 |  | Superswitch 3KL8 |  |  |  | Price is MRP | 104
3330 | Siemens | Switch Disconnector Fuse | Switch disconnector fuse 3KL8 (available till stocks last) - 3VT MCCBs | 100A | [6 empty] | Available till stocks last | 3KL8211-3TA00 |  | 24390 |  | Superswitch 3KL8 |  |  |  | Price is MRP | 104
3331 | Siemens | Switch Disconnector Fuse | Switch disconnector fuse 3KL8 (available till stocks last) - 3VT MCCBs | 100A | [6 empty] | Available till stocks last | 3KL8211-3TJ00 |  | 23935 |  | Superswitch 3KL8 |  |  |  | Price is MRP | 104
3332 | Siemens | Switch Disconnector Fuse | Switch disconnector fuse 3KL8 (available till stocks last) - 3VT MCCBs | 125A | [6 empty] | Available till stocks last | 3KL8221-3TA00 |  | 31885 |  | Superswitch 3KL8 |  |  |  | Price is MRP | 104
3333 | Siemens | Switch Disconnector Fuse | Switch disconnector fuse 3KL8 (available till stocks last) - 3VT MCCBs | 125A | [6 empty] | Available till stocks last | 3KL8221-3TJ00 |  | 31470 |  | Superswitch 3KL8 |  |  |  | Price is MRP | 104
3334 | Siemens | Switch Disconnector Fuse | Switch disconnector fuse 3KL8 (available till stocks last) - 3VT MCCBs | $ 160A | [6 empty] | Available till stocks last | 3KL8231-3TA00 |  | 34815 |  | Superswitch 3KL8 |  |  |  | Price is MRP | 104
3335 | Siemens | Switch Disconnector Fuse | Switch disconnector fuse 3KL8 (available till stocks last) - 3VT MCCBs | $ 160A | [6 empty] | Available till stocks last | 3KL8231-3TJ00 |  | 34315 |  | Superswitch 3KL8 |  |  |  | Price is MRP | 104
3336 | Siemens | Switch Disconnector Fuse | Switch disconnector fuse 3KL8 (available till stocks last) - 3VT MCCBs | 200A | [6 empty] | Available till stocks last | 3KL8311-3UA00 |  | 44470 |  | Superswitch 3KL8 |  |  |  | Price is MRP | 104
3337 | Siemens | Switch Disconnector Fuse | Switch disconnector fuse 3KL8 (available till stocks last) - 3VT MCCBs | 200A | [6 empty] | Available till stocks last | 3KL8311-3UJ00 |  | 43040 |  | Superswitch 3KL8 |  |  |  | Price is MRP | 104
3338 | Siemens | Switch Disconnector Fuse | Switch disconnector fuse 3KL8 (available till stocks last) - 3VT MCCBs | 250A | [6 empty] | Available till stocks last | 3KL8321-3UA00 |  | 52280 |  | Superswitch 3KL8 |  |  |  | Price is MRP | 104
3339 | Siemens | Switch Disconnector Fuse | Switch disconnector fuse 3KL8 (available till stocks last) - 3VT MCCBs | 250A | [6 empty] | Available till stocks last | 3KL8321-3UJ00 |  | 53210 |  | Superswitch 3KL8 |  |  |  | Price is MRP | 104
3340 | Siemens | Switch Disconnector Fuse | Switch disconnector fuse 3KL8 (available till stocks last) - 3VT MCCBs | 315A | [6 empty] | Available till stocks last | 3KL8331-3UA00 |  | 64630 |  | Superswitch 3KL8 |  |  |  | Price is MRP | 104
3341 | Siemens | Switch Disconnector Fuse | Switch disconnector fuse 3KL8 (available till stocks last) - 3VT MCCBs | 315A | [6 empty] | Available till stocks last | 3KL8331-3UJ00 |  | 62950 |  | Superswitch 3KL8 |  |  |  | Price is MRP | 104
3342 | Siemens | Switch Disconnector Fuse | Switch disconnector fuse 3KL8 (available till stocks last) - 3VT MCCBs | 400A $ | [6 empty] | Available till stocks last | 3KL8341-3UA00 |  | 77870 |  | Superswitch 3KL8 |  |  |  | Price is MRP | 104
3343 | Siemens | Switch Disconnector Fuse | Switch disconnector fuse 3KL8 (available till stocks last) - 3VT MCCBs | 400A $ | [6 empty] | Available till stocks last | 3KL8341-3UJ00 |  | 79030 |  | Superswitch 3KL8 |  |  |  | Price is MRP | 104
3344 | Siemens | Switch Disconnector Fuse | Switch disconnector fuse 3KL8 (available till stocks last) - 3VT MCCBs | 500A | [6 empty] | Available till stocks last | 3KL8411-3UA00 |  | 121825 |  | Superswitch 3KL8 |  |  |  | Price is MRP | 104
3345 | Siemens | Switch Disconnector Fuse | Switch disconnector fuse 3KL8 (available till stocks last) - 3VT MCCBs | 500A | [6 empty] | Available till stocks last | 3KL8411-3UJ00 |  | 117165 |  | Superswitch 3KL8 |  |  |  | Price is MRP | 104
3346 | Siemens | Switch Disconnector Fuse | Switch disconnector fuse 3KL8 (available till stocks last) - 3VT MCCBs | 630A | [6 empty] | Available till stocks last | 3KL8421-3UA00 |  | 125160 |  | Superswitch 3KL8 |  |  |  | Price is MRP | 104
3347 | Siemens | Switch Disconnector Fuse | Switch disconnector fuse 3KL8 (available till stocks last) - 3VT MCCBs | 630A | [6 empty] | Available till stocks last | 3KL8421-3UJ00 |  | 121410 |  | Superswitch 3KL8 |  |  |  | Price is MRP | 104
3348 | Siemens | Switch Disconnector Fuse | Switch disconnector fuse 3KL8 (available till stocks last) - 3VT MCCBs | 800A $ | [6 empty] | Available till stocks last | 3KL8431-3UA00 |  | 135585 |  | Superswitch 3KL8 |  |  |  | Price is MRP | 104
3349 | Siemens | Switch Disconnector Fuse | Switch disconnector fuse 3KL8 (available till stocks last) - 3VT MCCBs | 800A $ | [6 empty] | Available till stocks last | 3KL8431-3UJ00 |  | 131580 |  | Superswitch 3KL8 |  |  |  | Price is MRP | 104
3350 | Siemens | ATS | Discontinued products - 3KC Automatic Transfer Controller | ATC 5300 | [6 empty] | Discontinued | 3KC9000-8TL30 |  | Not listed |  | Discontinued products |  |  | 1 | Discontinued product | 105
3351 | Siemens | Rotary Switch | Discontinued products - Motor control switches 3LA0 | In sheet steel housing ¦ On/Off ¦ 7.5 | Motor output 415V, 50Hz, 3Ph kW: 7.5 | [5 empty] | Discontinued | 3LA0221-1YA |  | Not listed |  | Discontinued products |  |  | 1 | Discontinued product | 105
3352 | Siemens | Rotary Switch | Discontinued products - Motor control switches 3LA0 | On/Off ¦ 30 | Motor output 415V, 50Hz, 3Ph kW: 30 | [5 empty] | Discontinued | 3LA0621-1YB |  | Not listed |  | Discontinued products |  |  | 1 | Discontinued product | 105
3353 | Siemens | Rotary Switch | Discontinued products - Motor control switches 3LA0 | System selector ¦ 5.5 | Motor output 415V, 50Hz, 3Ph kW: 5.5 | [5 empty] | Discontinued | 3LA0222-1YA |  | Not listed |  | Discontinued products |  |  | 1 | Discontinued product | 105
3354 | Siemens | Rotary Switch | Discontinued products - Motor control switches 3LA0 | Reversing ¦ 5.5 | Motor output 415V, 50Hz, 3Ph kW: 5.5 | [5 empty] | Discontinued | 3LA0223-1YA |  | Not listed |  | Discontinued products |  |  | 1 | Discontinued product | 105
3355 | Siemens | Switch Disconnector Fuse Accessories | Discontinued products - Accessories for Superswitch: 3KL8/ 3KA8 | Key interlock ¦ 3KL83 11/21/31/41 3KA83 11/21/41 | Version: 3KL83 11/21/31/41 3KA83 11/21/41 |  |  |  |  | Key interlock | Discontinued | 3KX3588-1YP |  | Not listed |  | Discontinued products | (.) |  | 1 | Discontinued product | 105
3356 | Siemens | Switch Disconnector Fuse Accessories | Discontinued products - Accessories for Superswitch: 3KL8/ 3KA8 | Key interlock ¦ 3KL84 11/21/31 3KA84 2/3/4/5/6 | Version: 3KL84 11/21/31 3KA84 2/3/4/5/6 |  |  |  |  | Key interlock | Discontinued | 3KX3588-1YP |  | Not listed |  | Discontinued products | (.) |  | 1 | Discontinued product | 105

## Notes
How to use
Discount | Column N is left blank for manual entry. Type it as a percentage (e.g. 40%). Net Price (column P) updates automatically.
Price | List price (L.P.) or M.R.P. in INR as printed. "Upon request" = Siemens shows POR (Price On Request). "Not listed" = code shown in the list without a price.
Ratings 1-5 | Price-driving ratings for each product, written as "Header: value" from the price list table (e.g. Rated Current In (A): 63, Breaking Capacity: 36kA). "Version" is the column group the code sits under (e.g. 3 Pole / 4 Pole, AC Coil / DC Coil). "Variant" is the price column for codes with several prices (e.g. 3LD4 switch current ratings). Anything beyond 5 ratings is kept in "Other Ratings / Specs".
Key word | Short description / row label that tells one model apart from another.
Accessories | Filled only for accessory and spare items. "Suitable for" shows the frame / product it fits where the list states it.
Stocked | Taken from the stock-item symbol next to each ordering code. "Available till stocks last" and "Discontinued" are taken from those sections of the list.
.. and _ in part code | The list prints ".." for the coil voltage code and "_" for digits filled from a footnote (e.g. 3LD4 current code, castell lock type). Replace them using the same page of the price list.
Source | Siemens Limited LV SGR - Low Voltage Power Distribution Products Price List, with effect from 1st July 2026. Price List Page column gives the page for checking. Type-2 co-ordination charts (pages 100-103) are selection tables, not priced items, so they are not included. Betagard MCBs (pages 87-88) are listed without price because Siemens refers to the Electrical Installations A to Z price list for them.
Extra columns added (suggested)
Net Price | Price after your discount (formula).
Product Range / Series | Siemens range name, e.g. SENTRON 3VA, SIRIUS 3RT, SINOPLUS 3VJ. Useful for filtering within a category.
Other Ratings / Specs | Extra ratings that did not fit in Rating 1-5, and notes printed with the code.
Suitable for (Accessories) | Frame or product an accessory fits.
Std Pack | Standard packing quantity, where given.
Remarks | Price basis (MRP), coil code note and other flags.
Price List Page | Page number in the Siemens PDF for quick checking.

## Summary
Category | No. of items
ACB
ACB Accessories
APFC Relay
ATS
Capacitor Duty Contactor
Capacitor Duty Contactor Spares
Changeover Switch
Changeover Switch Accessories
Control Switch
Detuned Reactor
Earth Leakage Relay
Enclosure
Fuse
Fuse Accessories
Fuse Base / Holder
Fuse Switch Disconnector
Fuse Switch Disconnector Accessories
Main / Emergency Stop Switch
Main / Emergency Stop Switch Accessories
MCB
MCCB
MCCB Accessories
Meter
Meter Accessories
Monitoring System
Monitoring System Accessories
Power Capacitor
Protection Relay
Rotary Switch
Switch Disconnector
Switch Disconnector Accessories
Switch Disconnector Fuse
Switch Disconnector Fuse Accessories
Total