## Lucy Electric Price List
Lucy Electric Aegis Plus Medium Voltage Switchgear Price List & Technical Catalogue
Prices in USD ($) / GBP / Upon Request as per Lucy Electric Aegis Plus Technical Brochure (Ref: LEAEGP0121). Enter Discount as % (e.g. 20%); Net Price = Price x (1 - Discount).
Sr. No. | Manufacturer | Category | Description | Key word | Rating 1 | Rating 2 | Rating 3 | Rating 4 | Rating 5 | Accessories | Stocked or Not stocked | Part code | Discount | Price | Net Price | Product Range / Series | Other Ratings / Specs | Suitable for (Accessories) | Std Pack | Remarks | Price List Page
1 | Lucy Electric | Ring Main Unit (RMU) | 3-Function Ring Main Unit (2x 630A Load Break Switches + 1x 200A Switch Fuse) | Aegis Plus LLF 12kV IP41 | Voltage: 12kV | In (A): 630 | Withstand: 21kA 3s | Extensibility: Non-Extensible | Ingress: IP41 (Indoor) | Complete Assembly | Configured to Order | AGP-NE-LLF-12kV-IP41 |  | Upon request |  | Aegis Plus | Dimensions: 1050 x 785 x 1430 mm; Hermetically sealed SF6 stainless steel tank IP67; Peak withstand: 52.5kA; Lightning impulse: 75/125kV; Power freq: 28/50kV; Internal arc: IAC AF/AFL/AFLR 20kA 1s; DIN 400 Type C bushings; Bushing height: 450/600/750mm; Operating pressure: 0.03 MPa | Secondary Distribution / Compact Substations | 1 | Factory assembled, SF6 insulated, robotic welded tank; 30+ year service life | 10
2 | Lucy Electric | Ring Main Unit (RMU) | 3-Function Ring Main Unit (2x 630A Load Break Switches + 1x 200A Switch Fuse) | Aegis Plus LLF 24kV IP41 | Voltage: 24kV | In (A): 630 | Withstand: 21kA 3s | Extensibility: Non-Extensible | Ingress: IP41 (Indoor) | Complete Assembly | Configured to Order | AGP-NE-LLF-24kV-IP41 |  | Upon request |  | Aegis Plus | Dimensions: 1050 x 785 x 1430 mm; Hermetically sealed SF6 stainless steel tank IP67; Peak withstand: 52.5kA; Lightning impulse: 75/125kV; Power freq: 28/50kV; Internal arc: IAC AF/AFL/AFLR 20kA 1s; DIN 400 Type C bushings; Bushing height: 450/600/750mm; Operating pressure: 0.03 MPa | Secondary Distribution / Compact Substations | 1 | Factory assembled, SF6 insulated, robotic welded tank; 30+ year service life | 10
3 | Lucy Electric | Ring Main Unit (RMU) | 3-Function Ring Main Unit (2x 630A Load Break Switches + 1x 200A Switch Fuse) - Outdoor | Aegis Plus LLF 12kV IP54 | Voltage: 12kV | In (A): 630 | Withstand: 21kA 3s | Extensibility: Non-Extensible | Ingress: IP54 (Outdoor) | Complete Assembly | Configured to Order | AGP-NE-LLF-12kV-IP54 |  | Upon request |  | Aegis Plus | Dimensions: 1050 x 785 x 1440 mm; Hermetically sealed SF6 stainless steel tank IP67; Peak withstand: 52.5kA; Lightning impulse: 75/125kV; Power freq: 28/50kV; Internal arc: IAC AF/AFL/AFLR 20kA 1s; DIN 400 Type C bushings; Bushing height: 450/600/750mm; Operating pressure: 0.03 MPa | Secondary Distribution / Compact Substations | 1 | Factory assembled, SF6 insulated, robotic welded tank; 30+ year service life | 10
4 | Lucy Electric | Ring Main Unit (RMU) | 3-Function Ring Main Unit (2x 630A Load Break Switches + 1x 200A Switch Fuse) - Outdoor | Aegis Plus LLF 24kV IP54 | Voltage: 24kV | In (A): 630 | Withstand: 21kA 3s | Extensibility: Non-Extensible | Ingress: IP54 (Outdoor) | Complete Assembly | Configured to Order | AGP-NE-LLF-24kV-IP54 |  | Upon request |  | Aegis Plus | Dimensions: 1050 x 785 x 1440 mm; Hermetically sealed SF6 stainless steel tank IP67; Peak withstand: 52.5kA; Lightning impulse: 75/125kV; Power freq: 28/50kV; Internal arc: IAC AF/AFL/AFLR 20kA 1s; DIN 400 Type C bushings; Bushing height: 450/600/750mm; Operating pressure: 0.03 MPa | Secondary Distribution / Compact Substations | 1 | Factory assembled, SF6 insulated, robotic welded tank; 30+ year service life | 10
5 | Lucy Electric | Ring Main Unit (RMU) | 3-Function Ring Main Unit (2x 630A Load Break Switches + 1x 630A Vacuum Circuit Breaker) | Aegis Plus LLV 12kV IP41 | Voltage: 12kV | In (A): 630 | Withstand: 21kA 3s | Extensibility: Non-Extensible | Ingress: IP41 (Indoor) | Complete Assembly | Configured to Order | AGP-NE-LLV-12kV-IP41 |  | Upon request |  | Aegis Plus | Dimensions: 1050 x 715 x 1430 mm; Hermetically sealed SF6 stainless steel tank IP67; Peak withstand: 52.5kA; Lightning impulse: 75/125kV; Power freq: 28/50kV; Internal arc: IAC AF/AFL/AFLR 20kA 1s; DIN 400 Type C bushings; Bushing height: 450/600/750mm; Operating pressure: 0.03 MPa | Secondary Distribution / Compact Substations | 1 | Factory assembled, SF6 insulated, robotic welded tank; 30+ year service life | 10
6 | Lucy Electric | Ring Main Unit (RMU) | 3-Function Ring Main Unit (2x 630A Load Break Switches + 1x 630A Vacuum Circuit Breaker) | Aegis Plus LLV 17.5kV IP41 | Voltage: 17.5kV | In (A): 630 | Withstand: 21kA 3s | Extensibility: Non-Extensible | Ingress: IP41 (Indoor) | Complete Assembly | Configured to Order | AGP-NE-LLV-17.5kV-IP41 |  | Upon request |  | Aegis Plus | Dimensions: 1050 x 715 x 1430 mm; Hermetically sealed SF6 stainless steel tank IP67; Peak withstand: 52.5kA; Lightning impulse: 75/125kV; Power freq: 28/50kV; Internal arc: IAC AF/AFL/AFLR 20kA 1s; DIN 400 Type C bushings; Bushing height: 450/600/750mm; Operating pressure: 0.03 MPa | Secondary Distribution / Compact Substations | 1 | Factory assembled, SF6 insulated, robotic welded tank; 30+ year service life | 10
7 | Lucy Electric | Ring Main Unit (RMU) | 3-Function Ring Main Unit (2x 630A Load Break Switches + 1x 630A Vacuum Circuit Breaker) | Aegis Plus LLV 24kV IP41 | Voltage: 24kV | In (A): 630 | Withstand: 21kA 3s | Extensibility: Non-Extensible | Ingress: IP41 (Indoor) | Complete Assembly | Configured to Order | AGP-NE-LLV-24kV-IP41 |  | Upon request |  | Aegis Plus | Dimensions: 1050 x 715 x 1430 mm; Hermetically sealed SF6 stainless steel tank IP67; Peak withstand: 52.5kA; Lightning impulse: 75/125kV; Power freq: 28/50kV; Internal arc: IAC AF/AFL/AFLR 20kA 1s; DIN 400 Type C bushings; Bushing height: 450/600/750mm; Operating pressure: 0.03 MPa | Secondary Distribution / Compact Substations | 1 | Factory assembled, SF6 insulated, robotic welded tank; 30+ year service life | 10
8 | Lucy Electric | Ring Main Unit (RMU) | 3-Function Ring Main Unit (2x 630A Load Break Switches + 1x 630A Vacuum Circuit Breaker) - Outdoor | Aegis Plus LLV 12kV IP54 | Voltage: 12kV | In (A): 630 | Withstand: 21kA 3s | Extensibility: Non-Extensible | Ingress: IP54 (Outdoor) | Complete Assembly | Configured to Order | AGP-NE-LLV-12kV-IP54 |  | Upon request |  | Aegis Plus | Dimensions: 1050 x 715 x 1440 mm; Hermetically sealed SF6 stainless steel tank IP67; Peak withstand: 52.5kA; Lightning impulse: 75/125kV; Power freq: 28/50kV; Internal arc: IAC AF/AFL/AFLR 20kA 1s; DIN 400 Type C bushings; Bushing height: 450/600/750mm; Operating pressure: 0.03 MPa | Secondary Distribution / Compact Substations | 1 | Factory assembled, SF6 insulated, robotic welded tank; 30+ year service life | 10
9 | Lucy Electric | Ring Main Unit (RMU) | 3-Function Ring Main Unit (2x 630A Load Break Switches + 1x 630A Vacuum Circuit Breaker) - Outdoor | Aegis Plus LLV 24kV IP54 | Voltage: 24kV | In (A): 630 | Withstand: 21kA 3s | Extensibility: Non-Extensible | Ingress: IP54 (Outdoor) | Complete Assembly | Configured to Order | AGP-NE-LLV-24kV-IP54 |  | Upon request |  | Aegis Plus | Dimensions: 1050 x 715 x 1440 mm; Hermetically sealed SF6 stainless steel tank IP67; Peak withstand: 52.5kA; Lightning impulse: 75/125kV; Power freq: 28/50kV; Internal arc: IAC AF/AFL/AFLR 20kA 1s; DIN 400 Type C bushings; Bushing height: 450/600/750mm; Operating pressure: 0.03 MPa | Secondary Distribution / Compact Substations | 1 | Factory assembled, SF6 insulated, robotic welded tank; 30+ year service life | 10
10 | Lucy Electric | Ring Main Unit (RMU) | 3-Function Ring Main Unit (2x 630A Load Break Switches + 1x 250A Vacuum Circuit Breaker) | Aegis Plus LLT 12kV IP41 | Voltage: 12kV | In (A): 630 | Withstand: 21kA 3s | Extensibility: Non-Extensible | Ingress: IP41 (Indoor) | Complete Assembly | Configured to Order | AGP-NE-LLT-12kV-IP41 |  | Upon request |  | Aegis Plus | Dimensions: 1050 x 715 x 1430 mm; Hermetically sealed SF6 stainless steel tank IP67; Peak withstand: 52.5kA; Lightning impulse: 75/125kV; Power freq: 28/50kV; Internal arc: IAC AF/AFL/AFLR 20kA 1s; DIN 400 Type C bushings; Bushing height: 450/600/750mm; Operating pressure: 0.03 MPa | Secondary Distribution / Compact Substations | 1 | Factory assembled, SF6 insulated, robotic welded tank; 30+ year service life | 10
11 | Lucy Electric | Ring Main Unit (RMU) | 3-Function Ring Main Unit (2x 630A Load Break Switches + 1x 250A Vacuum Circuit Breaker) | Aegis Plus LLT 24kV IP41 | Voltage: 24kV | In (A): 630 | Withstand: 21kA 3s | Extensibility: Non-Extensible | Ingress: IP41 (Indoor) | Complete Assembly | Configured to Order | AGP-NE-LLT-24kV-IP41 |  | Upon request |  | Aegis Plus | Dimensions: 1050 x 715 x 1430 mm; Hermetically sealed SF6 stainless steel tank IP67; Peak withstand: 52.5kA; Lightning impulse: 75/125kV; Power freq: 28/50kV; Internal arc: IAC AF/AFL/AFLR 20kA 1s; DIN 400 Type C bushings; Bushing height: 450/600/750mm; Operating pressure: 0.03 MPa | Secondary Distribution / Compact Substations | 1 | Factory assembled, SF6 insulated, robotic welded tank; 30+ year service life | 10
12 | Lucy Electric | Ring Main Unit (RMU) | 3-Function Ring Main Unit (2x 630A Load Break Switches + 1x 630A Auto-Reclose VCB) | Aegis Plus LLC 12kV IP41 | Voltage: 12kV | In (A): 630 | Withstand: 21kA 3s | Extensibility: Non-Extensible | Ingress: IP41 (Indoor) | Complete Assembly | Configured to Order | AGP-NE-LLC-12kV-IP41 |  | Upon request |  | Aegis Plus | Dimensions: 1050 x 715 x 1430 mm; Hermetically sealed SF6 stainless steel tank IP67; Peak withstand: 52.5kA; Lightning impulse: 75/125kV; Power freq: 28/50kV; Internal arc: IAC AF/AFL/AFLR 20kA 1s; DIN 400 Type C bushings; Bushing height: 450/600/750mm; Operating pressure: 0.03 MPa | Secondary Distribution / Compact Substations | 1 | Factory assembled, SF6 insulated, robotic welded tank; 30+ year service life | 10
13 | Lucy Electric | Ring Main Unit (RMU) | 3-Function Ring Main Unit (2x 630A Load Break Switches + 1x 630A Auto-Reclose VCB) | Aegis Plus LLC 24kV IP41 | Voltage: 24kV | In (A): 630 | Withstand: 21kA 3s | Extensibility: Non-Extensible | Ingress: IP41 (Indoor) | Complete Assembly | Configured to Order | AGP-NE-LLC-24kV-IP41 |  | Upon request |  | Aegis Plus | Dimensions: 1050 x 715 x 1430 mm; Hermetically sealed SF6 stainless steel tank IP67; Peak withstand: 52.5kA; Lightning impulse: 75/125kV; Power freq: 28/50kV; Internal arc: IAC AF/AFL/AFLR 20kA 1s; DIN 400 Type C bushings; Bushing height: 450/600/750mm; Operating pressure: 0.03 MPa | Secondary Distribution / Compact Substations | 1 | Factory assembled, SF6 insulated, robotic welded tank; 30+ year service life | 10
14 | Lucy Electric | Ring Main Unit (RMU) | 3-Function Switch Unit (3x 630A Load Break Switches) | Aegis Plus LLL 12kV IP41 | Voltage: 12kV | In (A): 630 | Withstand: 21kA 3s | Extensibility: Non-Extensible | Ingress: IP41 (Indoor) | Complete Assembly | Configured to Order | AGP-NE-LLL-12kV-IP41 |  | Upon request |  | Aegis Plus | Dimensions: 1050 x 715 x 1430 mm; Hermetically sealed SF6 stainless steel tank IP67; Peak withstand: 52.5kA; Lightning impulse: 75/125kV; Power freq: 28/50kV; Internal arc: IAC AF/AFL/AFLR 20kA 1s; DIN 400 Type C bushings; Bushing height: 450/600/750mm; Operating pressure: 0.03 MPa | Secondary Distribution / Compact Substations | 1 | Factory assembled, SF6 insulated, robotic welded tank; 30+ year service life | 10
15 | Lucy Electric | Ring Main Unit (RMU) | 3-Function Switch Unit (3x 630A Load Break Switches) | Aegis Plus LLL 24kV IP41 | Voltage: 24kV | In (A): 630 | Withstand: 21kA 3s | Extensibility: Non-Extensible | Ingress: IP41 (Indoor) | Complete Assembly | Configured to Order | AGP-NE-LLL-24kV-IP41 |  | Upon request |  | Aegis Plus | Dimensions: 1050 x 715 x 1430 mm; Hermetically sealed SF6 stainless steel tank IP67; Peak withstand: 52.5kA; Lightning impulse: 75/125kV; Power freq: 28/50kV; Internal arc: IAC AF/AFL/AFLR 20kA 1s; DIN 400 Type C bushings; Bushing height: 450/600/750mm; Operating pressure: 0.03 MPa | Secondary Distribution / Compact Substations | 1 | Factory assembled, SF6 insulated, robotic welded tank; 30+ year service life | 10
16 | Lucy Electric | Ring Main Unit (RMU) | 4-Function Ring Main Unit (3x 630A Load Break Switches + 1x 200A Switch Fuse) | Aegis Plus LLLF 12kV IP41 | Voltage: 12kV | In (A): 630 | Withstand: 21kA 3s | Extensibility: Non-Extensible | Ingress: IP41 (Indoor) | Complete Assembly | Configured to Order | AGP-NE-LLLF-12kV-IP41 |  | Upon request |  | Aegis Plus | Dimensions: 1395 x 785 x 1430 mm; Hermetically sealed SF6 stainless steel tank IP67; Peak withstand: 52.5kA; Lightning impulse: 75/125kV; Power freq: 28/50kV; Internal arc: IAC AF/AFL/AFLR 20kA 1s; DIN 400 Type C bushings; Bushing height: 450/600/750mm; Operating pressure: 0.03 MPa | Secondary Distribution / Compact Substations | 1 | Factory assembled, SF6 insulated, robotic welded tank; 30+ year service life | 10
17 | Lucy Electric | Ring Main Unit (RMU) | 4-Function Ring Main Unit (3x 630A Load Break Switches + 1x 200A Switch Fuse) | Aegis Plus LLLF 24kV IP41 | Voltage: 24kV | In (A): 630 | Withstand: 21kA 3s | Extensibility: Non-Extensible | Ingress: IP41 (Indoor) | Complete Assembly | Configured to Order | AGP-NE-LLLF-24kV-IP41 |  | Upon request |  | Aegis Plus | Dimensions: 1395 x 785 x 1430 mm; Hermetically sealed SF6 stainless steel tank IP67; Peak withstand: 52.5kA; Lightning impulse: 75/125kV; Power freq: 28/50kV; Internal arc: IAC AF/AFL/AFLR 20kA 1s; DIN 400 Type C bushings; Bushing height: 450/600/750mm; Operating pressure: 0.03 MPa | Secondary Distribution / Compact Substations | 1 | Factory assembled, SF6 insulated, robotic welded tank; 30+ year service life | 10
18 | Lucy Electric | Ring Main Unit (RMU) | 4-Function Ring Main Unit (3x 630A Load Break Switches + 1x 630A Vacuum Circuit Breaker) | Aegis Plus LLLV 12kV IP41 | Voltage: 12kV | In (A): 630 | Withstand: 21kA 3s | Extensibility: Non-Extensible | Ingress: IP41 (Indoor) | Complete Assembly | Configured to Order | AGP-NE-LLLV-12kV-IP41 |  | Upon request |  | Aegis Plus | Dimensions: 1395 x 715 x 1430 mm; Hermetically sealed SF6 stainless steel tank IP67; Peak withstand: 52.5kA; Lightning impulse: 75/125kV; Power freq: 28/50kV; Internal arc: IAC AF/AFL/AFLR 20kA 1s; DIN 400 Type C bushings; Bushing height: 450/600/750mm; Operating pressure: 0.03 MPa | Secondary Distribution / Compact Substations | 1 | Factory assembled, SF6 insulated, robotic welded tank; 30+ year service life | 10
19 | Lucy Electric | Ring Main Unit (RMU) | 4-Function Ring Main Unit (3x 630A Load Break Switches + 1x 630A Vacuum Circuit Breaker) | Aegis Plus LLLV 24kV IP41 | Voltage: 24kV | In (A): 630 | Withstand: 21kA 3s | Extensibility: Non-Extensible | Ingress: IP41 (Indoor) | Complete Assembly | Configured to Order | AGP-NE-LLLV-24kV-IP41 |  | Upon request |  | Aegis Plus | Dimensions: 1395 x 715 x 1430 mm; Hermetically sealed SF6 stainless steel tank IP67; Peak withstand: 52.5kA; Lightning impulse: 75/125kV; Power freq: 28/50kV; Internal arc: IAC AF/AFL/AFLR 20kA 1s; DIN 400 Type C bushings; Bushing height: 450/600/750mm; Operating pressure: 0.03 MPa | Secondary Distribution / Compact Substations | 1 | Factory assembled, SF6 insulated, robotic welded tank; 30+ year service life | 10
20 | Lucy Electric | Ring Main Unit (RMU) | 4-Function Ring Main Unit (3x 630A Load Break Switches + 1x 630A Auto-Reclose VCB) | Aegis Plus LLLC 12kV IP41 | Voltage: 12kV | In (A): 630 | Withstand: 21kA 3s | Extensibility: Non-Extensible | Ingress: IP41 (Indoor) | Complete Assembly | Configured to Order | AGP-NE-LLLC-12kV-IP41 |  | Upon request |  | Aegis Plus | Dimensions: 1395 x 715 x 1430 mm; Hermetically sealed SF6 stainless steel tank IP67; Peak withstand: 52.5kA; Lightning impulse: 75/125kV; Power freq: 28/50kV; Internal arc: IAC AF/AFL/AFLR 20kA 1s; DIN 400 Type C bushings; Bushing height: 450/600/750mm; Operating pressure: 0.03 MPa | Secondary Distribution / Compact Substations | 1 | Factory assembled, SF6 insulated, robotic welded tank; 30+ year service life | 10
21 | Lucy Electric | Ring Main Unit (RMU) | 4-Function Ring Main Unit (3x 630A Load Break Switches + 1x 630A Auto-Reclose VCB) | Aegis Plus LLLC 24kV IP41 | Voltage: 24kV | In (A): 630 | Withstand: 21kA 3s | Extensibility: Non-Extensible | Ingress: IP41 (Indoor) | Complete Assembly | Configured to Order | AGP-NE-LLLC-24kV-IP41 |  | Upon request |  | Aegis Plus | Dimensions: 1395 x 715 x 1430 mm; Hermetically sealed SF6 stainless steel tank IP67; Peak withstand: 52.5kA; Lightning impulse: 75/125kV; Power freq: 28/50kV; Internal arc: IAC AF/AFL/AFLR 20kA 1s; DIN 400 Type C bushings; Bushing height: 450/600/750mm; Operating pressure: 0.03 MPa | Secondary Distribution / Compact Substations | 1 | Factory assembled, SF6 insulated, robotic welded tank; 30+ year service life | 10
22 | Lucy Electric | Ring Main Unit (RMU) | 4-Function Ring Main Unit (2x 630A Load Break Switches + 2x 200A Switch Fuses) | Aegis Plus LLFF 12kV IP41 | Voltage: 12kV | In (A): 630 | Withstand: 21kA 3s | Extensibility: Non-Extensible | Ingress: IP41 (Indoor) | Complete Assembly | Configured to Order | AGP-NE-LLFF-12kV-IP41 |  | Upon request |  | Aegis Plus | Dimensions: 1395 x 785 x 1430 mm; Hermetically sealed SF6 stainless steel tank IP67; Peak withstand: 52.5kA; Lightning impulse: 75/125kV; Power freq: 28/50kV; Internal arc: IAC AF/AFL/AFLR 20kA 1s; DIN 400 Type C bushings; Bushing height: 450/600/750mm; Operating pressure: 0.03 MPa | Secondary Distribution / Compact Substations | 1 | Factory assembled, SF6 insulated, robotic welded tank; 30+ year service life | 10
23 | Lucy Electric | Ring Main Unit (RMU) | 4-Function Ring Main Unit (2x 630A Load Break Switches + 2x 200A Switch Fuses) | Aegis Plus LLFF 24kV IP41 | Voltage: 24kV | In (A): 630 | Withstand: 21kA 3s | Extensibility: Non-Extensible | Ingress: IP41 (Indoor) | Complete Assembly | Configured to Order | AGP-NE-LLFF-24kV-IP41 |  | Upon request |  | Aegis Plus | Dimensions: 1395 x 785 x 1430 mm; Hermetically sealed SF6 stainless steel tank IP67; Peak withstand: 52.5kA; Lightning impulse: 75/125kV; Power freq: 28/50kV; Internal arc: IAC AF/AFL/AFLR 20kA 1s; DIN 400 Type C bushings; Bushing height: 450/600/750mm; Operating pressure: 0.03 MPa | Secondary Distribution / Compact Substations | 1 | Factory assembled, SF6 insulated, robotic welded tank; 30+ year service life | 10
24 | Lucy Electric | Ring Main Unit (RMU) | 4-Function Ring Main Unit (2x 630A Load Break Switches + 2x 630A Vacuum Circuit Breakers) | Aegis Plus LLVV 12kV IP41 | Voltage: 12kV | In (A): 630 | Withstand: 21kA 3s | Extensibility: Non-Extensible | Ingress: IP41 (Indoor) | Complete Assembly | Configured to Order | AGP-NE-LLVV-12kV-IP41 |  | Upon request |  | Aegis Plus | Dimensions: 1395 x 715 x 1430 mm; Hermetically sealed SF6 stainless steel tank IP67; Peak withstand: 52.5kA; Lightning impulse: 75/125kV; Power freq: 28/50kV; Internal arc: IAC AF/AFL/AFLR 20kA 1s; DIN 400 Type C bushings; Bushing height: 450/600/750mm; Operating pressure: 0.03 MPa | Secondary Distribution / Compact Substations | 1 | Factory assembled, SF6 insulated, robotic welded tank; 30+ year service life | 10
25 | Lucy Electric | Ring Main Unit (RMU) | 4-Function Ring Main Unit (2x 630A Load Break Switches + 2x 630A Vacuum Circuit Breakers) | Aegis Plus LLVV 24kV IP41 | Voltage: 24kV | In (A): 630 | Withstand: 21kA 3s | Extensibility: Non-Extensible | Ingress: IP41 (Indoor) | Complete Assembly | Configured to Order | AGP-NE-LLVV-24kV-IP41 |  | Upon request |  | Aegis Plus | Dimensions: 1395 x 715 x 1430 mm; Hermetically sealed SF6 stainless steel tank IP67; Peak withstand: 52.5kA; Lightning impulse: 75/125kV; Power freq: 28/50kV; Internal arc: IAC AF/AFL/AFLR 20kA 1s; DIN 400 Type C bushings; Bushing height: 450/600/750mm; Operating pressure: 0.03 MPa | Secondary Distribution / Compact Substations | 1 | Factory assembled, SF6 insulated, robotic welded tank; 30+ year service life | 10
26 | Lucy Electric | Ring Main Unit (RMU) | 5-Function Ring Main Unit (4x 630A Load Break Switches + 1x 200A Switch Fuse) | Aegis Plus LLLLF 12kV IP41 | Voltage: 12kV | In (A): 630 | Withstand: 21kA 3s | Extensibility: Non-Extensible | Ingress: IP41 (Indoor) | Complete Assembly | Configured to Order | AGP-NE-LLLLF-12kV-IP41 |  | Upon request |  | Aegis Plus | Dimensions: 1735 x 785 x 1430 mm; Hermetically sealed SF6 stainless steel tank IP67; Peak withstand: 52.5kA; Lightning impulse: 75/125kV; Power freq: 28/50kV; Internal arc: IAC AF/AFL/AFLR 20kA 1s; DIN 400 Type C bushings; Bushing height: 450/600/750mm; Operating pressure: 0.03 MPa | Secondary Distribution / Compact Substations | 1 | Factory assembled, SF6 insulated, robotic welded tank; 30+ year service life | 10
27 | Lucy Electric | Ring Main Unit (RMU) | 5-Function Ring Main Unit (4x 630A Load Break Switches + 1x 200A Switch Fuse) | Aegis Plus LLLLF 24kV IP41 | Voltage: 24kV | In (A): 630 | Withstand: 21kA 3s | Extensibility: Non-Extensible | Ingress: IP41 (Indoor) | Complete Assembly | Configured to Order | AGP-NE-LLLLF-24kV-IP41 |  | Upon request |  | Aegis Plus | Dimensions: 1735 x 785 x 1430 mm; Hermetically sealed SF6 stainless steel tank IP67; Peak withstand: 52.5kA; Lightning impulse: 75/125kV; Power freq: 28/50kV; Internal arc: IAC AF/AFL/AFLR 20kA 1s; DIN 400 Type C bushings; Bushing height: 450/600/750mm; Operating pressure: 0.03 MPa | Secondary Distribution / Compact Substations | 1 | Factory assembled, SF6 insulated, robotic welded tank; 30+ year service life | 10
28 | Lucy Electric | Ring Main Unit (RMU) | 5-Function Ring Main Unit (4x 630A Load Break Switches + 1x 630A Vacuum Circuit Breaker) | Aegis Plus LLLLV 12kV IP41 | Voltage: 12kV | In (A): 630 | Withstand: 21kA 3s | Extensibility: Non-Extensible | Ingress: IP41 (Indoor) | Complete Assembly | Configured to Order | AGP-NE-LLLLV-12kV-IP41 |  | Upon request |  | Aegis Plus | Dimensions: 1735 x 715 x 1430 mm; Hermetically sealed SF6 stainless steel tank IP67; Peak withstand: 52.5kA; Lightning impulse: 75/125kV; Power freq: 28/50kV; Internal arc: IAC AF/AFL/AFLR 20kA 1s; DIN 400 Type C bushings; Bushing height: 450/600/750mm; Operating pressure: 0.03 MPa | Secondary Distribution / Compact Substations | 1 | Factory assembled, SF6 insulated, robotic welded tank; 30+ year service life | 10
29 | Lucy Electric | Ring Main Unit (RMU) | 5-Function Ring Main Unit (4x 630A Load Break Switches + 1x 630A Vacuum Circuit Breaker) | Aegis Plus LLLLV 24kV IP41 | Voltage: 24kV | In (A): 630 | Withstand: 21kA 3s | Extensibility: Non-Extensible | Ingress: IP41 (Indoor) | Complete Assembly | Configured to Order | AGP-NE-LLLLV-24kV-IP41 |  | Upon request |  | Aegis Plus | Dimensions: 1735 x 715 x 1430 mm; Hermetically sealed SF6 stainless steel tank IP67; Peak withstand: 52.5kA; Lightning impulse: 75/125kV; Power freq: 28/50kV; Internal arc: IAC AF/AFL/AFLR 20kA 1s; DIN 400 Type C bushings; Bushing height: 450/600/750mm; Operating pressure: 0.03 MPa | Secondary Distribution / Compact Substations | 1 | Factory assembled, SF6 insulated, robotic welded tank; 30+ year service life | 10
30 | Lucy Electric | Ring Main Unit (RMU) | 5-Function Ring Main Unit (4x 630A Load Break Switches + 1x 630A Auto-Reclose VCB) | Aegis Plus LLLLC 12kV IP41 | Voltage: 12kV | In (A): 630 | Withstand: 21kA 3s | Extensibility: Non-Extensible | Ingress: IP41 (Indoor) | Complete Assembly | Configured to Order | AGP-NE-LLLLC-12kV-IP41 |  | Upon request |  | Aegis Plus | Dimensions: 1735 x 715 x 1430 mm; Hermetically sealed SF6 stainless steel tank IP67; Peak withstand: 52.5kA; Lightning impulse: 75/125kV; Power freq: 28/50kV; Internal arc: IAC AF/AFL/AFLR 20kA 1s; DIN 400 Type C bushings; Bushing height: 450/600/750mm; Operating pressure: 0.03 MPa | Secondary Distribution / Compact Substations | 1 | Factory assembled, SF6 insulated, robotic welded tank; 30+ year service life | 10
31 | Lucy Electric | Ring Main Unit (RMU) | 5-Function Ring Main Unit (4x 630A Load Break Switches + 1x 630A Auto-Reclose VCB) | Aegis Plus LLLLC 24kV IP41 | Voltage: 24kV | In (A): 630 | Withstand: 21kA 3s | Extensibility: Non-Extensible | Ingress: IP41 (Indoor) | Complete Assembly | Configured to Order | AGP-NE-LLLLC-24kV-IP41 |  | Upon request |  | Aegis Plus | Dimensions: 1735 x 715 x 1430 mm; Hermetically sealed SF6 stainless steel tank IP67; Peak withstand: 52.5kA; Lightning impulse: 75/125kV; Power freq: 28/50kV; Internal arc: IAC AF/AFL/AFLR 20kA 1s; DIN 400 Type C bushings; Bushing height: 450/600/750mm; Operating pressure: 0.03 MPa | Secondary Distribution / Compact Substations | 1 | Factory assembled, SF6 insulated, robotic welded tank; 30+ year service life | 10
32 | Lucy Electric | Extensible RMU Modules | Extensible Single Switching Module - Load Break Switch (630A, 3-position ON/OFF/Earth) | Aegis Plus Extensible L 12kV | Voltage: 12kV | In (A): 630 | Withstand: 21kA 3s | Extensibility: Side/Top Extensible | Ingress: IP41 / IP54 | Extensible Module | Configured to Order | AGP-EXT-L-12kV |  | Upon request |  | Aegis Plus | Dimensions: 370 x 715 x 1430 mm; Side extensibility IP41 / Top extensibility IP41 & IP54 with DIN 400 Type C bushings; Coupling bar pitch: 60mm; SF6 stainless steel tank; Short time withstand: 21kA 3s; Peak: 52.5kA; Impulse: 75/125kV; IAC AF/AFL/AFLR 20kA 1s | Aegis Plus Switchboards & Modular Expansions | 1 | On-site extension without gas handling or specialized tooling | 15
33 | Lucy Electric | Extensible RMU Modules | Extensible Single Switching Module - Load Break Switch (630A, 3-position ON/OFF/Earth) | Aegis Plus Extensible L 24kV | Voltage: 24kV | In (A): 630 | Withstand: 21kA 3s | Extensibility: Side/Top Extensible | Ingress: IP41 / IP54 | Extensible Module | Configured to Order | AGP-EXT-L-24kV |  | Upon request |  | Aegis Plus | Dimensions: 370 x 715 x 1430 mm; Side extensibility IP41 / Top extensibility IP41 & IP54 with DIN 400 Type C bushings; Coupling bar pitch: 60mm; SF6 stainless steel tank; Short time withstand: 21kA 3s; Peak: 52.5kA; Impulse: 75/125kV; IAC AF/AFL/AFLR 20kA 1s | Aegis Plus Switchboards & Modular Expansions | 1 | On-site extension without gas handling or specialized tooling | 15
34 | Lucy Electric | Extensible RMU Modules | Extensible Single Protection Module - Vacuum Circuit Breaker (630A Non-auto reclose) | Aegis Plus Extensible V 12kV | Voltage: 12kV | In (A): 630 | Withstand: 21kA 3s | Extensibility: Side/Top Extensible | Ingress: IP41 / IP54 | Extensible Module | Configured to Order | AGP-EXT-V-12kV |  | Upon request |  | Aegis Plus | Dimensions: 370 x 715 x 1430 mm; Side extensibility IP41 / Top extensibility IP41 & IP54 with DIN 400 Type C bushings; Coupling bar pitch: 60mm; SF6 stainless steel tank; Short time withstand: 21kA 3s; Peak: 52.5kA; Impulse: 75/125kV; IAC AF/AFL/AFLR 20kA 1s | Aegis Plus Switchboards & Modular Expansions | 1 | On-site extension without gas handling or specialized tooling | 17
35 | Lucy Electric | Extensible RMU Modules | Extensible Single Protection Module - Vacuum Circuit Breaker (630A Non-auto reclose) | Aegis Plus Extensible V 24kV | Voltage: 24kV | In (A): 630 | Withstand: 21kA 3s | Extensibility: Side/Top Extensible | Ingress: IP41 / IP54 | Extensible Module | Configured to Order | AGP-EXT-V-24kV |  | Upon request |  | Aegis Plus | Dimensions: 370 x 715 x 1430 mm; Side extensibility IP41 / Top extensibility IP41 & IP54 with DIN 400 Type C bushings; Coupling bar pitch: 60mm; SF6 stainless steel tank; Short time withstand: 21kA 3s; Peak: 52.5kA; Impulse: 75/125kV; IAC AF/AFL/AFLR 20kA 1s | Aegis Plus Switchboards & Modular Expansions | 1 | On-site extension without gas handling or specialized tooling | 17
36 | Lucy Electric | Extensible RMU Modules | Extensible Single Protection Module - Vacuum Circuit Breaker (200A/250A Transformer Protection) | Aegis Plus Extensible T 12kV | Voltage: 12kV | In (A): 250 | Withstand: 21kA 3s | Extensibility: Side/Top Extensible | Ingress: IP41 / IP54 | Extensible Module | Configured to Order | AGP-EXT-T-12kV |  | Upon request |  | Aegis Plus | Dimensions: 370 x 715 x 1430 mm; Side extensibility IP41 / Top extensibility IP41 & IP54 with DIN 400 Type C bushings; Coupling bar pitch: 60mm; SF6 stainless steel tank; Short time withstand: 21kA 3s; Peak: 52.5kA; Impulse: 75/125kV; IAC AF/AFL/AFLR 20kA 1s | Aegis Plus Switchboards & Modular Expansions | 1 | On-site extension without gas handling or specialized tooling | 17
37 | Lucy Electric | Extensible RMU Modules | Extensible Single Protection Module - Vacuum Circuit Breaker (200A/250A Transformer Protection) | Aegis Plus Extensible T 24kV | Voltage: 24kV | In (A): 250 | Withstand: 21kA 3s | Extensibility: Side/Top Extensible | Ingress: IP41 / IP54 | Extensible Module | Configured to Order | AGP-EXT-T-24kV |  | Upon request |  | Aegis Plus | Dimensions: 370 x 715 x 1430 mm; Side extensibility IP41 / Top extensibility IP41 & IP54 with DIN 400 Type C bushings; Coupling bar pitch: 60mm; SF6 stainless steel tank; Short time withstand: 21kA 3s; Peak: 52.5kA; Impulse: 75/125kV; IAC AF/AFL/AFLR 20kA 1s | Aegis Plus Switchboards & Modular Expansions | 1 | On-site extension without gas handling or specialized tooling | 17
38 | Lucy Electric | Extensible RMU Modules | Extensible Single Protection Module - Vacuum Circuit Breaker (630A Auto Reclose Mechanism) | Aegis Plus Extensible C 12kV | Voltage: 12kV | In (A): 630 | Withstand: 21kA 3s | Extensibility: Side/Top Extensible | Ingress: IP41 / IP54 | Extensible Module | Configured to Order | AGP-EXT-C-12kV |  | Upon request |  | Aegis Plus | Dimensions: 370 x 715 x 1430 mm; Side extensibility IP41 / Top extensibility IP41 & IP54 with DIN 400 Type C bushings; Coupling bar pitch: 60mm; SF6 stainless steel tank; Short time withstand: 21kA 3s; Peak: 52.5kA; Impulse: 75/125kV; IAC AF/AFL/AFLR 20kA 1s | Aegis Plus Switchboards & Modular Expansions | 1 | On-site extension without gas handling or specialized tooling | 17
39 | Lucy Electric | Extensible RMU Modules | Extensible Single Protection Module - Vacuum Circuit Breaker (630A Auto Reclose Mechanism) | Aegis Plus Extensible C 24kV | Voltage: 24kV | In (A): 630 | Withstand: 21kA 3s | Extensibility: Side/Top Extensible | Ingress: IP41 / IP54 | Extensible Module | Configured to Order | AGP-EXT-C-24kV |  | Upon request |  | Aegis Plus | Dimensions: 370 x 715 x 1430 mm; Side extensibility IP41 / Top extensibility IP41 & IP54 with DIN 400 Type C bushings; Coupling bar pitch: 60mm; SF6 stainless steel tank; Short time withstand: 21kA 3s; Peak: 52.5kA; Impulse: 75/125kV; IAC AF/AFL/AFLR 20kA 1s | Aegis Plus Switchboards & Modular Expansions | 1 | On-site extension without gas handling or specialized tooling | 17
40 | Lucy Electric | Extensible RMU Modules | Extensible Single Protection Module - Switch Fuse Combination (200A Fused Switch) | Aegis Plus Extensible F 12kV | Voltage: 12kV | In (A): 200 | Withstand: 21kA 3s | Extensibility: Side/Top Extensible | Ingress: IP41 / IP54 | Extensible Module | Configured to Order | AGP-EXT-F-12kV |  | Upon request |  | Aegis Plus | Dimensions: 370 x 785 x 1430 mm; Side extensibility IP41 / Top extensibility IP41 & IP54 with DIN 400 Type C bushings; Coupling bar pitch: 60mm; SF6 stainless steel tank; Short time withstand: 21kA 3s; Peak: 52.5kA; Impulse: 75/125kV; IAC AF/AFL/AFLR 20kA 1s | Aegis Plus Switchboards & Modular Expansions | 1 | On-site extension without gas handling or specialized tooling | 16
41 | Lucy Electric | Extensible RMU Modules | Extensible Single Protection Module - Switch Fuse Combination (200A Fused Switch) | Aegis Plus Extensible F 24kV | Voltage: 24kV | In (A): 200 | Withstand: 21kA 3s | Extensibility: Side/Top Extensible | Ingress: IP41 / IP54 | Extensible Module | Configured to Order | AGP-EXT-F-24kV |  | Upon request |  | Aegis Plus | Dimensions: 370 x 785 x 1430 mm; Side extensibility IP41 / Top extensibility IP41 & IP54 with DIN 400 Type C bushings; Coupling bar pitch: 60mm; SF6 stainless steel tank; Short time withstand: 21kA 3s; Peak: 52.5kA; Impulse: 75/125kV; IAC AF/AFL/AFLR 20kA 1s | Aegis Plus Switchboards & Modular Expansions | 1 | On-site extension without gas handling or specialized tooling | 16
42 | Lucy Electric | Extensible RMU Modules | Extensible Busbar Sectionaliser Switch Module (630A, 3-position, Extensible Both Sides) | Aegis Plus Extensible SL 12kV | Voltage: 12kV | In (A): 630 | Withstand: 21kA 3s | Extensibility: Both Sides Extensible | Ingress: IP41 / IP54 | Extensible Module | Configured to Order | AGP-EXT-SL-12kV |  | Upon request |  | Aegis Plus | Dimensions: 370 x 715 x 1430 mm; Side extensibility IP41 / Top extensibility IP41 & IP54 with DIN 400 Type C bushings; Coupling bar pitch: 60mm; SF6 stainless steel tank; Short time withstand: 21kA 3s; Peak: 52.5kA; Impulse: 75/125kV; IAC AF/AFL/AFLR 20kA 1s | Aegis Plus Switchboards & Modular Expansions | 1 | On-site extension without gas handling or specialized tooling | 18
43 | Lucy Electric | Extensible RMU Modules | Extensible Busbar Sectionaliser Switch Module (630A, 3-position, Extensible Both Sides) | Aegis Plus Extensible SL 24kV | Voltage: 24kV | In (A): 630 | Withstand: 21kA 3s | Extensibility: Both Sides Extensible | Ingress: IP41 / IP54 | Extensible Module | Configured to Order | AGP-EXT-SL-24kV |  | Upon request |  | Aegis Plus | Dimensions: 370 x 715 x 1430 mm; Side extensibility IP41 / Top extensibility IP41 & IP54 with DIN 400 Type C bushings; Coupling bar pitch: 60mm; SF6 stainless steel tank; Short time withstand: 21kA 3s; Peak: 52.5kA; Impulse: 75/125kV; IAC AF/AFL/AFLR 20kA 1s | Aegis Plus Switchboards & Modular Expansions | 1 | On-site extension without gas handling or specialized tooling | 18
44 | Lucy Electric | Extensible RMU Modules | Extensible Busbar Sectionaliser Circuit Breaker Module (630A VCB, Extensible Both Sides) | Aegis Plus Extensible SV 12kV | Voltage: 12kV | In (A): 630 | Withstand: 21kA 3s | Extensibility: Both Sides Extensible | Ingress: IP41 / IP54 | Extensible Module | Configured to Order | AGP-EXT-SV-12kV |  | Upon request |  | Aegis Plus | Dimensions: 370 x 715 x 1430 mm; Side extensibility IP41 / Top extensibility IP41 & IP54 with DIN 400 Type C bushings; Coupling bar pitch: 60mm; SF6 stainless steel tank; Short time withstand: 21kA 3s; Peak: 52.5kA; Impulse: 75/125kV; IAC AF/AFL/AFLR 20kA 1s | Aegis Plus Switchboards & Modular Expansions | 1 | On-site extension without gas handling or specialized tooling | 19
45 | Lucy Electric | Extensible RMU Modules | Extensible Busbar Sectionaliser Circuit Breaker Module (630A VCB, Extensible Both Sides) | Aegis Plus Extensible SV 24kV | Voltage: 24kV | In (A): 630 | Withstand: 21kA 3s | Extensibility: Both Sides Extensible | Ingress: IP41 / IP54 | Extensible Module | Configured to Order | AGP-EXT-SV-24kV |  | Upon request |  | Aegis Plus | Dimensions: 370 x 715 x 1430 mm; Side extensibility IP41 / Top extensibility IP41 & IP54 with DIN 400 Type C bushings; Coupling bar pitch: 60mm; SF6 stainless steel tank; Short time withstand: 21kA 3s; Peak: 52.5kA; Impulse: 75/125kV; IAC AF/AFL/AFLR 20kA 1s | Aegis Plus Switchboards & Modular Expansions | 1 | On-site extension without gas handling or specialized tooling | 19
46 | Lucy Electric | Extensible RMU Modules | Extensible Direct Cable Connection Module (630A Incomer/Feeder Connection) | Aegis Plus Extensible R 12kV | Voltage: 12kV | In (A): 630 | Withstand: 21kA 3s | Extensibility: Side/Top Extensible | Ingress: IP41 / IP54 | Extensible Module | Configured to Order | AGP-EXT-R-12kV |  | Upon request |  | Aegis Plus | Dimensions: 370 x 715 x 1430 mm; Side extensibility IP41 / Top extensibility IP41 & IP54 with DIN 400 Type C bushings; Coupling bar pitch: 60mm; SF6 stainless steel tank; Short time withstand: 21kA 3s; Peak: 52.5kA; Impulse: 75/125kV; IAC AF/AFL/AFLR 20kA 1s | Aegis Plus Switchboards & Modular Expansions | 1 | On-site extension without gas handling or specialized tooling | 20
47 | Lucy Electric | Extensible RMU Modules | Extensible Direct Cable Connection Module (630A Incomer/Feeder Connection) | Aegis Plus Extensible R 24kV | Voltage: 24kV | In (A): 630 | Withstand: 21kA 3s | Extensibility: Side/Top Extensible | Ingress: IP41 / IP54 | Extensible Module | Configured to Order | AGP-EXT-R-24kV |  | Upon request |  | Aegis Plus | Dimensions: 370 x 715 x 1430 mm; Side extensibility IP41 / Top extensibility IP41 & IP54 with DIN 400 Type C bushings; Coupling bar pitch: 60mm; SF6 stainless steel tank; Short time withstand: 21kA 3s; Peak: 52.5kA; Impulse: 75/125kV; IAC AF/AFL/AFLR 20kA 1s | Aegis Plus Switchboards & Modular Expansions | 1 | On-site extension without gas handling or specialized tooling | 20
48 | Lucy Electric | Extensible RMU Modules | Extensible Busbar Earthing Switch Module (630A Earth Switch, Extensible Both Sides) | Aegis Plus Extensible Be 12kV | Voltage: 12kV | In (A): 630 | Withstand: 21kA 3s | Extensibility: Both Sides Extensible | Ingress: IP41 / IP54 | Extensible Module | Configured to Order | AGP-EXT-Be-12kV |  | Upon request |  | Aegis Plus | Dimensions: 370 x 715 x 1430 mm; Side extensibility IP41 / Top extensibility IP41 & IP54 with DIN 400 Type C bushings; Coupling bar pitch: 60mm; SF6 stainless steel tank; Short time withstand: 21kA 3s; Peak: 52.5kA; Impulse: 75/125kV; IAC AF/AFL/AFLR 20kA 1s | Aegis Plus Switchboards & Modular Expansions | 1 | On-site extension without gas handling or specialized tooling | 21
49 | Lucy Electric | Extensible RMU Modules | Extensible Busbar Earthing Switch Module (630A Earth Switch, Extensible Both Sides) | Aegis Plus Extensible Be 24kV | Voltage: 24kV | In (A): 630 | Withstand: 21kA 3s | Extensibility: Both Sides Extensible | Ingress: IP41 / IP54 | Extensible Module | Configured to Order | AGP-EXT-Be-24kV |  | Upon request |  | Aegis Plus | Dimensions: 370 x 715 x 1430 mm; Side extensibility IP41 / Top extensibility IP41 & IP54 with DIN 400 Type C bushings; Coupling bar pitch: 60mm; SF6 stainless steel tank; Short time withstand: 21kA 3s; Peak: 52.5kA; Impulse: 75/125kV; IAC AF/AFL/AFLR 20kA 1s | Aegis Plus Switchboards & Modular Expansions | 1 | On-site extension without gas handling or specialized tooling | 21
50 | Lucy Electric | Extensible RMU Modules | 2-Function Extensible RMU (2x 630A Load Break Switches) | Aegis Plus Extensible LL-Ext 12kV | Voltage: 12kV | In (A): 630 | Withstand: 21kA 3s | Extensibility: Side/Top Extensible | Ingress: IP41 / IP54 | Extensible Module | Configured to Order | AGP-EXT-LL-Ext-12kV |  | Upon request |  | Aegis Plus | Dimensions: 710 x 715 x 1430 mm; Side extensibility IP41 / Top extensibility IP41 & IP54 with DIN 400 Type C bushings; Coupling bar pitch: 60mm; SF6 stainless steel tank; Short time withstand: 21kA 3s; Peak: 52.5kA; Impulse: 75/125kV; IAC AF/AFL/AFLR 20kA 1s | Aegis Plus Switchboards & Modular Expansions | 1 | On-site extension without gas handling or specialized tooling | 11
51 | Lucy Electric | Extensible RMU Modules | 2-Function Extensible RMU (2x 630A Load Break Switches) | Aegis Plus Extensible LL-Ext 24kV | Voltage: 24kV | In (A): 630 | Withstand: 21kA 3s | Extensibility: Side/Top Extensible | Ingress: IP41 / IP54 | Extensible Module | Configured to Order | AGP-EXT-LL-Ext-24kV |  | Upon request |  | Aegis Plus | Dimensions: 710 x 715 x 1430 mm; Side extensibility IP41 / Top extensibility IP41 & IP54 with DIN 400 Type C bushings; Coupling bar pitch: 60mm; SF6 stainless steel tank; Short time withstand: 21kA 3s; Peak: 52.5kA; Impulse: 75/125kV; IAC AF/AFL/AFLR 20kA 1s | Aegis Plus Switchboards & Modular Expansions | 1 | On-site extension without gas handling or specialized tooling | 11
52 | Lucy Electric | Extensible RMU Modules | 3-Function Extensible RMU (2x 630A LBS + 1x 200A Switch Fuse) | Aegis Plus Extensible LLF-Ext 12kV | Voltage: 12kV | In (A): 630 | Withstand: 21kA 3s | Extensibility: Side/Top Extensible | Ingress: IP41 / IP54 | Extensible Module | Configured to Order | AGP-EXT-LLF-Ext-12kV |  | Upon request |  | Aegis Plus | Dimensions: 1050 x 785 x 1430 mm; Side extensibility IP41 / Top extensibility IP41 & IP54 with DIN 400 Type C bushings; Coupling bar pitch: 60mm; SF6 stainless steel tank; Short time withstand: 21kA 3s; Peak: 52.5kA; Impulse: 75/125kV; IAC AF/AFL/AFLR 20kA 1s | Aegis Plus Switchboards & Modular Expansions | 1 | On-site extension without gas handling or specialized tooling | 11
53 | Lucy Electric | Extensible RMU Modules | 3-Function Extensible RMU (2x 630A LBS + 1x 200A Switch Fuse) | Aegis Plus Extensible LLF-Ext 24kV | Voltage: 24kV | In (A): 630 | Withstand: 21kA 3s | Extensibility: Side/Top Extensible | Ingress: IP41 / IP54 | Extensible Module | Configured to Order | AGP-EXT-LLF-Ext-24kV |  | Upon request |  | Aegis Plus | Dimensions: 1050 x 785 x 1430 mm; Side extensibility IP41 / Top extensibility IP41 & IP54 with DIN 400 Type C bushings; Coupling bar pitch: 60mm; SF6 stainless steel tank; Short time withstand: 21kA 3s; Peak: 52.5kA; Impulse: 75/125kV; IAC AF/AFL/AFLR 20kA 1s | Aegis Plus Switchboards & Modular Expansions | 1 | On-site extension without gas handling or specialized tooling | 11
54 | Lucy Electric | Extensible RMU Modules | 3-Function Extensible RMU (2x 630A LBS + 1x 630A VCB) | Aegis Plus Extensible LLV-Ext 12kV | Voltage: 12kV | In (A): 630 | Withstand: 21kA 3s | Extensibility: Side/Top Extensible | Ingress: IP41 / IP54 | Extensible Module | Configured to Order | AGP-EXT-LLV-Ext-12kV |  | Upon request |  | Aegis Plus | Dimensions: 1050 x 715 x 1430 mm; Side extensibility IP41 / Top extensibility IP41 & IP54 with DIN 400 Type C bushings; Coupling bar pitch: 60mm; SF6 stainless steel tank; Short time withstand: 21kA 3s; Peak: 52.5kA; Impulse: 75/125kV; IAC AF/AFL/AFLR 20kA 1s | Aegis Plus Switchboards & Modular Expansions | 1 | On-site extension without gas handling or specialized tooling | 11
55 | Lucy Electric | Extensible RMU Modules | 3-Function Extensible RMU (2x 630A LBS + 1x 630A VCB) | Aegis Plus Extensible LLV-Ext 24kV | Voltage: 24kV | In (A): 630 | Withstand: 21kA 3s | Extensibility: Side/Top Extensible | Ingress: IP41 / IP54 | Extensible Module | Configured to Order | AGP-EXT-LLV-Ext-24kV |  | Upon request |  | Aegis Plus | Dimensions: 1050 x 715 x 1430 mm; Side extensibility IP41 / Top extensibility IP41 & IP54 with DIN 400 Type C bushings; Coupling bar pitch: 60mm; SF6 stainless steel tank; Short time withstand: 21kA 3s; Peak: 52.5kA; Impulse: 75/125kV; IAC AF/AFL/AFLR 20kA 1s | Aegis Plus Switchboards & Modular Expansions | 1 | On-site extension without gas handling or specialized tooling | 11
56 | Lucy Electric | Extensible RMU Modules | 4-Function Extensible RMU (3x 630A LBS + 1x 200A Switch Fuse) | Aegis Plus Extensible LLLF-Ext 12kV | Voltage: 12kV | In (A): 630 | Withstand: 21kA 3s | Extensibility: Side/Top Extensible | Ingress: IP41 / IP54 | Extensible Module | Configured to Order | AGP-EXT-LLLF-Ext-12kV |  | Upon request |  | Aegis Plus | Dimensions: 1395 x 785 x 1430 mm; Side extensibility IP41 / Top extensibility IP41 & IP54 with DIN 400 Type C bushings; Coupling bar pitch: 60mm; SF6 stainless steel tank; Short time withstand: 21kA 3s; Peak: 52.5kA; Impulse: 75/125kV; IAC AF/AFL/AFLR 20kA 1s | Aegis Plus Switchboards & Modular Expansions | 1 | On-site extension without gas handling or specialized tooling | 11
57 | Lucy Electric | Extensible RMU Modules | 4-Function Extensible RMU (3x 630A LBS + 1x 630A VCB) | Aegis Plus Extensible LLLV-Ext 12kV | Voltage: 12kV | In (A): 630 | Withstand: 21kA 3s | Extensibility: Side/Top Extensible | Ingress: IP41 / IP54 | Extensible Module | Configured to Order | AGP-EXT-LLLV-Ext-12kV |  | Upon request |  | Aegis Plus | Dimensions: 1395 x 715 x 1430 mm; Side extensibility IP41 / Top extensibility IP41 & IP54 with DIN 400 Type C bushings; Coupling bar pitch: 60mm; SF6 stainless steel tank; Short time withstand: 21kA 3s; Peak: 52.5kA; Impulse: 75/125kV; IAC AF/AFL/AFLR 20kA 1s | Aegis Plus Switchboards & Modular Expansions | 1 | On-site extension without gas handling or specialized tooling | 11
58 | Lucy Electric | Air Metering Unit (AMU) | Air Metering Unit - Freestanding Tariff Metering (Cable In / Cable Out, Non-Extensible) | AMU Mt-NE 12kV 630A | Voltage: 12kV | In (A): 630 | Withstand: 20kA 1s | Extensibility: Non-Extensible | Ingress: IP41 (Indoor) | Metering Panel | Configured to Order | AMU-Mt-NE-12kV |  | Upon request |  | Aegis Plus AMU | Dimensions: 725 x 670 x 1430 mm; Air insulated; Busbar cross-section: 160 mm²; Short time withstand: 20kA 1s; Peak withstand: 50kA; Impulse withstand: 75/125kV; Power freq: 28/50kV; Internal arc: IAC AF 20kA 1s; Accommodates 3x CTs & 1x 3ph / 3x 1ph VTs; DIN96 KWH meter provision; 110V anti-condensation space heater | Aegis Plus Ring Main Units & Utility Tariff Metering | 1 | Fully type tested to IEC 62271-200; supports conventional CTs & VTs | 36
59 | Lucy Electric | Air Metering Unit (AMU) | Air Metering Unit - Freestanding Tariff Metering (Cable In / Cable Out, Non-Extensible) | AMU Mt-NE 24kV 630A | Voltage: 24kV | In (A): 630 | Withstand: 20kA 1s | Extensibility: Non-Extensible | Ingress: IP41 (Indoor) | Metering Panel | Configured to Order | AMU-Mt-NE-24kV |  | Upon request |  | Aegis Plus AMU | Dimensions: 725 x 670 x 1430 mm; Air insulated; Busbar cross-section: 160 mm²; Short time withstand: 20kA 1s; Peak withstand: 50kA; Impulse withstand: 75/125kV; Power freq: 28/50kV; Internal arc: IAC AF 20kA 1s; Accommodates 3x CTs & 1x 3ph / 3x 1ph VTs; DIN96 KWH meter provision; 110V anti-condensation space heater | Aegis Plus Ring Main Units & Utility Tariff Metering | 1 | Fully type tested to IEC 62271-200; supports conventional CTs & VTs | 36
60 | Lucy Electric | Air Metering Unit (AMU) | Air Metering Unit - Freestanding Tariff Metering (Cable In / Cable Out, Outdoor) | AMU Mt-NE-OUT 12kV 630A | Voltage: 12kV | In (A): 630 | Withstand: 20kA 1s | Extensibility: Non-Extensible | Ingress: IP54 (Outdoor) | Metering Panel | Configured to Order | AMU-Mt-NE-OUT-12kV |  | Upon request |  | Aegis Plus AMU | Dimensions: 725 x 670 x 1440 mm; Air insulated; Busbar cross-section: 160 mm²; Short time withstand: 20kA 1s; Peak withstand: 50kA; Impulse withstand: 75/125kV; Power freq: 28/50kV; Internal arc: IAC AF 20kA 1s; Accommodates 3x CTs & 1x 3ph / 3x 1ph VTs; DIN96 KWH meter provision; 110V anti-condensation space heater | Aegis Plus Ring Main Units & Utility Tariff Metering | 1 | Fully type tested to IEC 62271-200; supports conventional CTs & VTs | 36
61 | Lucy Electric | Air Metering Unit (AMU) | Air Metering Unit - Freestanding Tariff Metering (Cable In / Cable Out, Outdoor) | AMU Mt-NE-OUT 24kV 630A | Voltage: 24kV | In (A): 630 | Withstand: 20kA 1s | Extensibility: Non-Extensible | Ingress: IP54 (Outdoor) | Metering Panel | Configured to Order | AMU-Mt-NE-OUT-24kV |  | Upon request |  | Aegis Plus AMU | Dimensions: 725 x 670 x 1440 mm; Air insulated; Busbar cross-section: 160 mm²; Short time withstand: 20kA 1s; Peak withstand: 50kA; Impulse withstand: 75/125kV; Power freq: 28/50kV; Internal arc: IAC AF 20kA 1s; Accommodates 3x CTs & 1x 3ph / 3x 1ph VTs; DIN96 KWH meter provision; 110V anti-condensation space heater | Aegis Plus Ring Main Units & Utility Tariff Metering | 1 | Fully type tested to IEC 62271-200; supports conventional CTs & VTs | 36
62 | Lucy Electric | Air Metering Unit (AMU) | Air Metering Unit - Tariff Metering (Cable In / Cable Out, Extensible) | AMU Mt-EXT 12kV 630A | Voltage: 12kV | In (A): 630 | Withstand: 20kA 1s | Extensibility: Extensible | Ingress: IP41 (Indoor) | Metering Panel | Configured to Order | AMU-Mt-EXT-12kV |  | Upon request |  | Aegis Plus AMU | Dimensions: 845 x 730 x 1530 mm; Air insulated; Busbar cross-section: 160 mm²; Short time withstand: 20kA 1s; Peak withstand: 50kA; Impulse withstand: 75/125kV; Power freq: 28/50kV; Internal arc: IAC AF 20kA 1s; Accommodates 3x CTs & 1x 3ph / 3x 1ph VTs; DIN96 KWH meter provision; 110V anti-condensation space heater | Aegis Plus Ring Main Units & Utility Tariff Metering | 1 | Fully type tested to IEC 62271-200; supports conventional CTs & VTs | 36
63 | Lucy Electric | Air Metering Unit (AMU) | Air Metering Unit - Tariff Metering (Cable In / Cable Out, Extensible) | AMU Mt-EXT 24kV 630A | Voltage: 24kV | In (A): 630 | Withstand: 20kA 1s | Extensibility: Extensible | Ingress: IP41 (Indoor) | Metering Panel | Configured to Order | AMU-Mt-EXT-24kV |  | Upon request |  | Aegis Plus AMU | Dimensions: 845 x 730 x 1530 mm; Air insulated; Busbar cross-section: 160 mm²; Short time withstand: 20kA 1s; Peak withstand: 50kA; Impulse withstand: 75/125kV; Power freq: 28/50kV; Internal arc: IAC AF 20kA 1s; Accommodates 3x CTs & 1x 3ph / 3x 1ph VTs; DIN96 KWH meter provision; 110V anti-condensation space heater | Aegis Plus Ring Main Units & Utility Tariff Metering | 1 | Fully type tested to IEC 62271-200; supports conventional CTs & VTs | 36
64 | Lucy Electric | Air Metering Unit (AMU) | Air Metering Unit - Busbar Metering (Busbar In / Busbar Out, Double End DE Extensible) | AMU M1-EXT 12kV 630A | Voltage: 12kV | In (A): 630 | Withstand: 20kA 1s | Extensibility: Double End Extensible | Ingress: IP41 (Indoor) | Metering Panel | Configured to Order | AMU-M1-EXT-12kV |  | Upon request |  | Aegis Plus AMU | Dimensions: 845 x 730 x 1530 mm; Air insulated; Busbar cross-section: 160 mm²; Short time withstand: 20kA 1s; Peak withstand: 50kA; Impulse withstand: 75/125kV; Power freq: 28/50kV; Internal arc: IAC AF 20kA 1s; Accommodates 3x CTs & 1x 3ph / 3x 1ph VTs; DIN96 KWH meter provision; 110V anti-condensation space heater | Aegis Plus Ring Main Units & Utility Tariff Metering | 1 | Fully type tested to IEC 62271-200; supports conventional CTs & VTs | 37
65 | Lucy Electric | Air Metering Unit (AMU) | Air Metering Unit - Busbar Metering (Busbar In / Busbar Out, Double End DE Extensible) | AMU M1-EXT 24kV 630A | Voltage: 24kV | In (A): 630 | Withstand: 20kA 1s | Extensibility: Double End Extensible | Ingress: IP41 (Indoor) | Metering Panel | Configured to Order | AMU-M1-EXT-24kV |  | Upon request |  | Aegis Plus AMU | Dimensions: 845 x 730 x 1530 mm; Air insulated; Busbar cross-section: 160 mm²; Short time withstand: 20kA 1s; Peak withstand: 50kA; Impulse withstand: 75/125kV; Power freq: 28/50kV; Internal arc: IAC AF 20kA 1s; Accommodates 3x CTs & 1x 3ph / 3x 1ph VTs; DIN96 KWH meter provision; 110V anti-condensation space heater | Aegis Plus Ring Main Units & Utility Tariff Metering | 1 | Fully type tested to IEC 62271-200; supports conventional CTs & VTs | 37
66 | Lucy Electric | Air Metering Unit (AMU) | Air Metering Unit - Incomer Metering (Cable In / Busbar Out, Right End RE Extensible) | AMU M2-EXT 12kV 630A | Voltage: 12kV | In (A): 630 | Withstand: 20kA 1s | Extensibility: Right End Extensible | Ingress: IP41 (Indoor) | Metering Panel | Configured to Order | AMU-M2-EXT-12kV |  | Upon request |  | Aegis Plus AMU | Dimensions: 845 x 730 x 1530 mm; Air insulated; Busbar cross-section: 160 mm²; Short time withstand: 20kA 1s; Peak withstand: 50kA; Impulse withstand: 75/125kV; Power freq: 28/50kV; Internal arc: IAC AF 20kA 1s; Accommodates 3x CTs & 1x 3ph / 3x 1ph VTs; DIN96 KWH meter provision; 110V anti-condensation space heater | Aegis Plus Ring Main Units & Utility Tariff Metering | 1 | Fully type tested to IEC 62271-200; supports conventional CTs & VTs | 37
67 | Lucy Electric | Air Metering Unit (AMU) | Air Metering Unit - Incomer Metering (Cable In / Busbar Out, Right End RE Extensible) | AMU M2-EXT 24kV 630A | Voltage: 24kV | In (A): 630 | Withstand: 20kA 1s | Extensibility: Right End Extensible | Ingress: IP41 (Indoor) | Metering Panel | Configured to Order | AMU-M2-EXT-24kV |  | Upon request |  | Aegis Plus AMU | Dimensions: 845 x 730 x 1530 mm; Air insulated; Busbar cross-section: 160 mm²; Short time withstand: 20kA 1s; Peak withstand: 50kA; Impulse withstand: 75/125kV; Power freq: 28/50kV; Internal arc: IAC AF 20kA 1s; Accommodates 3x CTs & 1x 3ph / 3x 1ph VTs; DIN96 KWH meter provision; 110V anti-condensation space heater | Aegis Plus Ring Main Units & Utility Tariff Metering | 1 | Fully type tested to IEC 62271-200; supports conventional CTs & VTs | 37
68 | Lucy Electric | Air Metering Unit (AMU) | Air Metering Unit - Outgoing Metering (Busbar In / Cable Out, Left End LE Extensible) | AMU M3-EXT 12kV 630A | Voltage: 12kV | In (A): 630 | Withstand: 20kA 1s | Extensibility: Left End Extensible | Ingress: IP41 (Indoor) | Metering Panel | Configured to Order | AMU-M3-EXT-12kV |  | Upon request |  | Aegis Plus AMU | Dimensions: 845 x 730 x 1530 mm; Air insulated; Busbar cross-section: 160 mm²; Short time withstand: 20kA 1s; Peak withstand: 50kA; Impulse withstand: 75/125kV; Power freq: 28/50kV; Internal arc: IAC AF 20kA 1s; Accommodates 3x CTs & 1x 3ph / 3x 1ph VTs; DIN96 KWH meter provision; 110V anti-condensation space heater | Aegis Plus Ring Main Units & Utility Tariff Metering | 1 | Fully type tested to IEC 62271-200; supports conventional CTs & VTs | 37
69 | Lucy Electric | Air Metering Unit (AMU) | Air Metering Unit - Outgoing Metering (Busbar In / Cable Out, Left End LE Extensible) | AMU M3-EXT 24kV 630A | Voltage: 24kV | In (A): 630 | Withstand: 20kA 1s | Extensibility: Left End Extensible | Ingress: IP41 (Indoor) | Metering Panel | Configured to Order | AMU-M3-EXT-24kV |  | Upon request |  | Aegis Plus AMU | Dimensions: 845 x 730 x 1530 mm; Air insulated; Busbar cross-section: 160 mm²; Short time withstand: 20kA 1s; Peak withstand: 50kA; Impulse withstand: 75/125kV; Power freq: 28/50kV; Internal arc: IAC AF 20kA 1s; Accommodates 3x CTs & 1x 3ph / 3x 1ph VTs; DIN96 KWH meter provision; 110V anti-condensation space heater | Aegis Plus Ring Main Units & Utility Tariff Metering | 1 | Fully type tested to IEC 62271-200; supports conventional CTs & VTs | 37
70 | Lucy Electric | Instrument Transformers (CT/VT) | Voltage Transformer 3-Phase 11000/110V (Narrow type DIN 42600) | VT 11000/110V Class 0.5 | Ratio: 11000/110V | Burden: 10/50/100VA | Accuracy: Class 0.5 | Configuration: 1x 3ph | Standard: DIN 42600 | Instrument Transformer | Standard Stock | VT-3P-11K-05 |  | Upon request |  | AMU VTs | DIN 42600 narrow type standard; Epoxy resin cast; Primary voltage: 11kV / 22kV; Secondary voltage: 110V; Burden: 10/50/100VA; Class: Class 0.5 | Aegis Plus Air Metering Units (Mt, M1, M2, M3) | 1 | Narrow profile for direct busbar/cable connection inside AMU | 37
71 | Lucy Electric | Instrument Transformers (CT/VT) | Voltage Transformer 3-Phase 11000/110V High Precision (DIN 42600) | VT 11000/110V Class 0.2 | Ratio: 11000/110V | Burden: 50VA | Accuracy: Class 0.2 | Configuration: 1x 3ph | Standard: DIN 42600 | Instrument Transformer | Standard Stock | VT-3P-11K-02 |  | Upon request |  | AMU VTs | DIN 42600 narrow type standard; Epoxy resin cast; Primary voltage: 11kV / 22kV; Secondary voltage: 110V; Burden: 50VA; Class: Class 0.2 | Aegis Plus Air Metering Units (Mt, M1, M2, M3) | 1 | Narrow profile for direct busbar/cable connection inside AMU | 37
72 | Lucy Electric | Instrument Transformers (CT/VT) | Voltage Transformer 3-Phase 11000/110V Industrial (DIN 42600) | VT 11000/110V Class 1.0 | Ratio: 11000/110V | Burden: 100VA | Accuracy: Class 1.0 | Configuration: 1x 3ph | Standard: DIN 42600 | Instrument Transformer | Standard Stock | VT-3P-11K-10 |  | Upon request |  | AMU VTs | DIN 42600 narrow type standard; Epoxy resin cast; Primary voltage: 11kV / 22kV; Secondary voltage: 110V; Burden: 100VA; Class: Class 1.0 | Aegis Plus Air Metering Units (Mt, M1, M2, M3) | 1 | Narrow profile for direct busbar/cable connection inside AMU | 37
73 | Lucy Electric | Instrument Transformers (CT/VT) | Voltage Transformer 3-Phase 22000/110V (Narrow type DIN 42600) | VT 22000/110V Class 0.5 | Ratio: 22000/110V | Burden: 50/60VA | Accuracy: Class 0.5 | Configuration: 1x 3ph | Standard: DIN 42600 | Instrument Transformer | Standard Stock | VT-3P-22K-05 |  | Upon request |  | AMU VTs | DIN 42600 narrow type standard; Epoxy resin cast; Primary voltage: 11kV / 22kV; Secondary voltage: 110V; Burden: 50/60VA; Class: Class 0.5 | Aegis Plus Air Metering Units (Mt, M1, M2, M3) | 1 | Narrow profile for direct busbar/cable connection inside AMU | 37
74 | Lucy Electric | Instrument Transformers (CT/VT) | Voltage Transformer Single-Phase 11000/110V Set of 3 (DIN 42600) | VT 11000/110V Class 0.5 | Ratio: 11000/110V | Burden: 50VA | Accuracy: Class 0.5 | Configuration: 3x 1ph | Standard: DIN 42600 | Instrument Transformer | Standard Stock | VT-1P-11K-05 |  | Upon request |  | AMU VTs | DIN 42600 narrow type standard; Epoxy resin cast; Primary voltage: 11kV / 22kV; Secondary voltage: 110V; Burden: 50VA; Class: Class 0.5 | Aegis Plus Air Metering Units (Mt, M1, M2, M3) | 3 | Narrow profile for direct busbar/cable connection inside AMU | 37
75 | Lucy Electric | Instrument Transformers (CT/VT) | Voltage Transformer Single-Phase 22000/110V Set of 3 (DIN 42600) | VT 22000/110V Class 0.5 | Ratio: 22000/110V | Burden: 50VA | Accuracy: Class 0.5 | Configuration: 3x 1ph | Standard: DIN 42600 | Instrument Transformer | Standard Stock | VT-1P-22K-05 |  | Upon request |  | AMU VTs | DIN 42600 narrow type standard; Epoxy resin cast; Primary voltage: 11kV / 22kV; Secondary voltage: 110V; Burden: 50VA; Class: Class 0.5 | Aegis Plus Air Metering Units (Mt, M1, M2, M3) | 3 | Narrow profile for direct busbar/cable connection inside AMU | 37
76 | Lucy Electric | Instrument Transformers (CT/VT) | Voltage Transformer Single-Phase 11000/110V High Accuracy Set of 3 | VT 11000/110V Class 0.2 | Ratio: 11000/110V | Burden: 30/50VA | Accuracy: Class 0.2 | Configuration: 3x 1ph | Standard: DIN 42600 | Instrument Transformer | Standard Stock | VT-1P-11K-02 |  | Upon request |  | AMU VTs | DIN 42600 narrow type standard; Epoxy resin cast; Primary voltage: 11kV / 22kV; Secondary voltage: 110V; Burden: 30/50VA; Class: Class 0.2 | Aegis Plus Air Metering Units (Mt, M1, M2, M3) | 3 | Narrow profile for direct busbar/cable connection inside AMU | 37
77 | Lucy Electric | Instrument Transformers (CT/VT) | Voltage Transformer Single-Phase 11000/110V Industrial Set of 3 | VT 11000/110V Class 1.0 | Ratio: 11000/110V | Burden: 50VA | Accuracy: Class 1.0 | Configuration: 3x 1ph | Standard: DIN 42600 | Instrument Transformer | Standard Stock | VT-1P-11K-10 |  | Upon request |  | AMU VTs | DIN 42600 narrow type standard; Epoxy resin cast; Primary voltage: 11kV / 22kV; Secondary voltage: 110V; Burden: 50VA; Class: Class 1.0 | Aegis Plus Air Metering Units (Mt, M1, M2, M3) | 3 | Narrow profile for direct busbar/cable connection inside AMU | 37
78 | Lucy Electric | Instrument Transformers (CT/VT) | Current Transformer 50-25/1A Dual Ratio for AMU Metering | CT 50-25/1A Class 0.2/0.5 | Ratio: 50-25/1A | Burden: 10VA | Accuracy: Class 0.2/0.5 | Mounting: Bushing / Busbar Mounted | Quantity: Set of 3 | Instrument Transformer | Standard Stock | CT-AMU-50-25-1A |  | Upon request |  | Protection & Metering CTs | Ring type cast resin CT; Ratio: 50-25/1A; Burden: 10VA; Class: Class 0.2/0.5; Suitable for tariff metering or circuit breaker protection relay / TLF | Aegis Plus VCB (V, T, C modules) & Air Metering Unit | 3 pcs/set | Conforms to IEC 61869-2; multi-ratio taps available | 37
79 | Lucy Electric | Instrument Transformers (CT/VT) | Current Transformer 50/25/5A Dual Ratio for AMU Metering | CT 50/25/5A Class 0.5 | Ratio: 50/25/5A | Burden: 10VA | Accuracy: Class 0.5 | Mounting: Bushing / Busbar Mounted | Quantity: Set of 3 | Instrument Transformer | Standard Stock | CT-AMU-50-25-5A |  | Upon request |  | Protection & Metering CTs | Ring type cast resin CT; Ratio: 50/25/5A; Burden: 10VA; Class: Class 0.5; Suitable for tariff metering or circuit breaker protection relay / TLF | Aegis Plus VCB (V, T, C modules) & Air Metering Unit | 3 pcs/set | Conforms to IEC 61869-2; multi-ratio taps available | 37
80 | Lucy Electric | Instrument Transformers (CT/VT) | Current Transformer 100-50/1A Dual Ratio for AMU Metering | CT 100-50/1A Class 0.2/0.5 | Ratio: 100-50/1A | Burden: 10VA | Accuracy: Class 0.2/0.5 | Mounting: Bushing / Busbar Mounted | Quantity: Set of 3 | Instrument Transformer | Standard Stock | CT-AMU-100-50-1A |  | Upon request |  | Protection & Metering CTs | Ring type cast resin CT; Ratio: 100-50/1A; Burden: 10VA; Class: Class 0.2/0.5; Suitable for tariff metering or circuit breaker protection relay / TLF | Aegis Plus VCB (V, T, C modules) & Air Metering Unit | 3 pcs/set | Conforms to IEC 61869-2; multi-ratio taps available | 37
81 | Lucy Electric | Instrument Transformers (CT/VT) | Current Transformer 100/50/5A Dual Ratio for AMU Metering | CT 100/50/5A Class 0.5 | Ratio: 100/50/5A | Burden: 10/15VA | Accuracy: Class 0.5 | Mounting: Bushing / Busbar Mounted | Quantity: Set of 3 | Instrument Transformer | Standard Stock | CT-AMU-100-50-5A |  | Upon request |  | Protection & Metering CTs | Ring type cast resin CT; Ratio: 100/50/5A; Burden: 10/15VA; Class: Class 0.5; Suitable for tariff metering or circuit breaker protection relay / TLF | Aegis Plus VCB (V, T, C modules) & Air Metering Unit | 3 pcs/set | Conforms to IEC 61869-2; multi-ratio taps available | 37
82 | Lucy Electric | Instrument Transformers (CT/VT) | Current Transformer 200-100/1A Dual Ratio for AMU Metering | CT 200-100/1A Class 0.2/0.5 | Ratio: 200-100/1A | Burden: 10/15VA | Accuracy: Class 0.2/0.5 | Mounting: Bushing / Busbar Mounted | Quantity: Set of 3 | Instrument Transformer | Standard Stock | CT-AMU-200-100-1A |  | Upon request |  | Protection & Metering CTs | Ring type cast resin CT; Ratio: 200-100/1A; Burden: 10/15VA; Class: Class 0.2/0.5; Suitable for tariff metering or circuit breaker protection relay / TLF | Aegis Plus VCB (V, T, C modules) & Air Metering Unit | 3 pcs/set | Conforms to IEC 61869-2; multi-ratio taps available | 37
83 | Lucy Electric | Instrument Transformers (CT/VT) | Current Transformer 200/100/5A Dual Ratio for AMU Metering | CT 200/100/5A Class 0.5 | Ratio: 200/100/5A | Burden: 5/15VA | Accuracy: Class 0.5 | Mounting: Bushing / Busbar Mounted | Quantity: Set of 3 | Instrument Transformer | Standard Stock | CT-AMU-200-100-5A |  | Upon request |  | Protection & Metering CTs | Ring type cast resin CT; Ratio: 200/100/5A; Burden: 5/15VA; Class: Class 0.5; Suitable for tariff metering or circuit breaker protection relay / TLF | Aegis Plus VCB (V, T, C modules) & Air Metering Unit | 3 pcs/set | Conforms to IEC 61869-2; multi-ratio taps available | 37
84 | Lucy Electric | Instrument Transformers (CT/VT) | Current Transformer 300/150/5A Dual Ratio for AMU Metering | CT 300/150/5A Class 0.5/1.0 | Ratio: 300/150/5A | Burden: 5/15VA | Accuracy: Class 0.5/1.0 | Mounting: Bushing / Busbar Mounted | Quantity: Set of 3 | Instrument Transformer | Standard Stock | CT-AMU-300-150-5A |  | Upon request |  | Protection & Metering CTs | Ring type cast resin CT; Ratio: 300/150/5A; Burden: 5/15VA; Class: Class 0.5/1.0; Suitable for tariff metering or circuit breaker protection relay / TLF | Aegis Plus VCB (V, T, C modules) & Air Metering Unit | 3 pcs/set | Conforms to IEC 61869-2; multi-ratio taps available | 37
85 | Lucy Electric | Instrument Transformers (CT/VT) | Current Transformer 400/200/5A Dual Ratio for AMU Metering | CT 400/200/5A Class 0.2/0.5 | Ratio: 400/200/5A | Burden: 15/20VA | Accuracy: Class 0.2/0.5 | Mounting: Bushing / Busbar Mounted | Quantity: Set of 3 | Instrument Transformer | Standard Stock | CT-AMU-400-200-5A |  | Upon request |  | Protection & Metering CTs | Ring type cast resin CT; Ratio: 400/200/5A; Burden: 15/20VA; Class: Class 0.2/0.5; Suitable for tariff metering or circuit breaker protection relay / TLF | Aegis Plus VCB (V, T, C modules) & Air Metering Unit | 3 pcs/set | Conforms to IEC 61869-2; multi-ratio taps available | 37
86 | Lucy Electric | Instrument Transformers (CT/VT) | Protection Current Transformer Dual Primary Ratio 100:50/- | CT 100:50/- 5P10 Protection | Ratio: 100:50/- | Burden: 15VA | Accuracy: 5P10 Protection | Mounting: Bushing / Busbar Mounted | Quantity: Set of 3 | Instrument Transformer | Standard Stock | CT-PROT-100-50 |  | Upon request |  | Protection & Metering CTs | Ring type cast resin CT; Ratio: 100:50/-; Burden: 15VA; Class: 5P10 Protection; Suitable for tariff metering or circuit breaker protection relay / TLF | Aegis Plus VCB (V, T, C modules) & Air Metering Unit | 3 pcs/set | Conforms to IEC 61869-2; multi-ratio taps available | 46
87 | Lucy Electric | Instrument Transformers (CT/VT) | Protection Current Transformer Dual Primary Ratio 200:100/- | CT 200:100/- 5P10 Protection | Ratio: 200:100/- | Burden: 15VA | Accuracy: 5P10 Protection | Mounting: Bushing / Busbar Mounted | Quantity: Set of 3 | Instrument Transformer | Standard Stock | CT-PROT-200-100 |  | Upon request |  | Protection & Metering CTs | Ring type cast resin CT; Ratio: 200:100/-; Burden: 15VA; Class: 5P10 Protection; Suitable for tariff metering or circuit breaker protection relay / TLF | Aegis Plus VCB (V, T, C modules) & Air Metering Unit | 3 pcs/set | Conforms to IEC 61869-2; multi-ratio taps available | 46
88 | Lucy Electric | Instrument Transformers (CT/VT) | Protection Current Transformer Triple Primary Ratio 150:100:50/- | CT 150:100:50/- 5P10 Protection | Ratio: 150:100:50/- | Burden: 15VA | Accuracy: 5P10 Protection | Mounting: Bushing / Busbar Mounted | Quantity: Set of 3 | Instrument Transformer | Standard Stock | CT-PROT-150-100-50 |  | Upon request |  | Protection & Metering CTs | Ring type cast resin CT; Ratio: 150:100:50/-; Burden: 15VA; Class: 5P10 Protection; Suitable for tariff metering or circuit breaker protection relay / TLF | Aegis Plus VCB (V, T, C modules) & Air Metering Unit | 3 pcs/set | Conforms to IEC 61869-2; multi-ratio taps available | 46
89 | Lucy Electric | Smart Grid RTU & Automation | Gemini 3 Modular Remote Terminal Unit (RTU) Complete Base Unit | Gemini 3 G3-RTU-BASE | Power: 24V DC | Capacity: 7000 events | Protocol: Modbus / DNP3 / IEC101/104 | Mounting: Integrated LV Compartment | Environment: Maintenance Free | RTU Module | Standard Stock | G3-RTU-BASE |  | Upon request |  | Gemini 3 | Communication: Dual isolated Ethernet, RS232, isolated RS485; GSM/GPRS/Radio/Optic fibre ready; 7000 event non-volatile memory; SCADA synchronised real-time clock; ENATS compliant | Aegis Plus Ring Main Units (Upper LV compartment integration) | 1 | Factory fitted neatly in upper LV compartment, eliminating external control boxes | 38
90 | Lucy Electric | Smart Grid RTU & Automation | Gemini 3 Master Control Module (Main Processor & Protocol Communications) | Gemini 3 G3-MCM | Power: 24V DC | Capacity: Dual Eth / RS232 / RS485 | Protocol: IEC 60870-5-104/101, DNP 3.0 | Mounting: Modular Plug-in | Environment: Maintenance Free | RTU Module | Standard Stock | G3-MCM |  | Upon request |  | Gemini 3 | Communication: Dual isolated Ethernet, RS232, isolated RS485; GSM/GPRS/Radio/Optic fibre ready; 7000 event non-volatile memory; SCADA synchronised real-time clock; ENATS compliant | Aegis Plus Ring Main Units (Upper LV compartment integration) | 1 | Factory fitted neatly in upper LV compartment, eliminating external control boxes | 38
91 | Lucy Electric | Smart Grid RTU & Automation | Gemini 3 Single Switch Module (Secure interlocked control of single switch) | Gemini 3 G3-SSM | Power: 24V DC | Capacity: 1 Switch Control | Protocol: Interlocked Control | Mounting: Modular Plug-in | Environment: Maintenance Free | RTU Module | Standard Stock | G3-SSM |  | Upon request |  | Gemini 3 | Communication: Dual isolated Ethernet, RS232, isolated RS485; GSM/GPRS/Radio/Optic fibre ready; 7000 event non-volatile memory; SCADA synchronised real-time clock; ENATS compliant | Aegis Plus Ring Main Units (Upper LV compartment integration) | 1 | Factory fitted neatly in upper LV compartment, eliminating external control boxes | 38
92 | Lucy Electric | Smart Grid RTU & Automation | Gemini 3 Dual Switch Module (Secure interlocked control of two MV switches) | Gemini 3 G3-DSM | Power: 24V DC | Capacity: 2 Switch Control | Protocol: Interlocked Control | Mounting: Modular Plug-in | Environment: Maintenance Free | RTU Module | Standard Stock | G3-DSM |  | Upon request |  | Gemini 3 | Communication: Dual isolated Ethernet, RS232, isolated RS485; GSM/GPRS/Radio/Optic fibre ready; 7000 event non-volatile memory; SCADA synchronised real-time clock; ENATS compliant | Aegis Plus Ring Main Units (Upper LV compartment integration) | 1 | Factory fitted neatly in upper LV compartment, eliminating external control boxes | 38
93 | Lucy Electric | Smart Grid RTU & Automation | Gemini 3 Power Supply Module with intelligent 24V DC battery charging | Gemini 3 G3-PSM | Power: 110-240V AC / 24V DC | Capacity: Intelligent Charger | Protocol: Regulated Power Supply | Mounting: Modular Plug-in | Environment: Maintenance Free | RTU Module | Standard Stock | G3-PSM |  | Upon request |  | Gemini 3 | Communication: Dual isolated Ethernet, RS232, isolated RS485; GSM/GPRS/Radio/Optic fibre ready; 7000 event non-volatile memory; SCADA synchronised real-time clock; ENATS compliant | Aegis Plus Ring Main Units (Upper LV compartment integration) | 1 | Factory fitted neatly in upper LV compartment, eliminating external control boxes | 38
94 | Lucy Electric | Smart Grid RTU & Automation | Gemini 3 Input Output Module (Digital & analogue inputs, relay outputs) | Gemini 3 G3-IOM | Power: 24V DC | Capacity: Multi I/O | Protocol: Status & Alarms | Mounting: Modular Plug-in | Environment: Maintenance Free | RTU Module | Standard Stock | G3-IOM |  | Upon request |  | Gemini 3 | Communication: Dual isolated Ethernet, RS232, isolated RS485; GSM/GPRS/Radio/Optic fibre ready; 7000 event non-volatile memory; SCADA synchronised real-time clock; ENATS compliant | Aegis Plus Ring Main Units (Upper LV compartment integration) | 1 | Factory fitted neatly in upper LV compartment, eliminating external control boxes | 38
95 | Lucy Electric | Smart Grid RTU & Automation | Gemini 3 Fault Passage Module (Dual FPI overcurrent & earth fault detection) | Gemini 3 G3-FPM | Power: 24V DC | Capacity: Dual FPI | Protocol: Overcurrent & Earth Fault | Mounting: Modular Plug-in | Environment: Maintenance Free | RTU Module | Standard Stock | G3-FPM |  | Upon request |  | Gemini 3 | Communication: Dual isolated Ethernet, RS232, isolated RS485; GSM/GPRS/Radio/Optic fibre ready; 7000 event non-volatile memory; SCADA synchronised real-time clock; ENATS compliant | Aegis Plus Ring Main Units (Upper LV compartment integration) | 1 | Factory fitted neatly in upper LV compartment, eliminating external control boxes | 38
96 | Lucy Electric | Smart Grid RTU & Automation | Gemini 3 Human Machine Interface (Local LCD display and push-button control) | Gemini 3 G3-HMI | Power: 24V DC | Capacity: LCD Display | Protocol: Security Enabled Local Control | Mounting: Fascia Mounted | Environment: Maintenance Free | RTU Module | Standard Stock | G3-HMI |  | Upon request |  | Gemini 3 | Communication: Dual isolated Ethernet, RS232, isolated RS485; GSM/GPRS/Radio/Optic fibre ready; 7000 event non-volatile memory; SCADA synchronised real-time clock; ENATS compliant | Aegis Plus Ring Main Units (Upper LV compartment integration) | 1 | Factory fitted neatly in upper LV compartment, eliminating external control boxes | 38
97 | Lucy Electric | Smart Grid RTU & Automation | Automatic Transfer Scheme (ATS) Automation Package with Gemini 3 RTU | Gemini 3 AGP-ATS-PACKAGE | Power: 24V DC / Mains | Capacity: Dual Incomer Auto Changeover | Protocol: Fast Auto-Sectionalising | Mounting: Upper LV Enclosure | Environment: Maintenance Free | RTU Module | Standard Stock | AGP-ATS-PACKAGE |  | Upon request |  | Gemini 3 | Communication: Dual isolated Ethernet, RS232, isolated RS485; GSM/GPRS/Radio/Optic fibre ready; 7000 event non-volatile memory; SCADA synchronised real-time clock; ENATS compliant | Aegis Plus Ring Main Units (Upper LV compartment integration) | 1 | Factory fitted neatly in upper LV compartment, eliminating external control boxes | 39
98 | Lucy Electric | Circuit Breaker Protection (TLF) | Time Limit Fuse Link 3A (57mm x 13mm) for Transformer Fault Protection | Fuse Link 3A | Current: 3A | Voltage: 3.3 - 24kV | Transformer: Up to 2000kVA | Dimensions: 57mm x 13mm | Location: LV Compartment | Protection Fuse Link | Stocked | TLF-3A |  | 5 |  | Aegis Protection | Fuse dimensions: Length 57mm x Diameter 13mm; Shunted with circuit breaker trip coil fed from CT; Zero capacitor charging time lag; Overcurrent & earth fault protection; Standards: ENA TS 12-6, ENA TS 41-36 | Aegis Plus VCB (V and T modules) & F switch | 3 | Cost-effective transformer fault protection; Approximate replacement cost: $5.00 | 23
99 | Lucy Electric | Circuit Breaker Protection (TLF) | Time Limit Fuse Link 5A (57mm x 13mm) for Transformer Fault Protection | Fuse Link 5A | Current: 5A | Voltage: 3.3 - 24kV | Transformer: Up to 2000kVA | Dimensions: 57mm x 13mm | Location: LV Compartment | Protection Fuse Link | Stocked | TLF-5A |  | 5 |  | Aegis Protection | Fuse dimensions: Length 57mm x Diameter 13mm; Shunted with circuit breaker trip coil fed from CT; Zero capacitor charging time lag; Overcurrent & earth fault protection; Standards: ENA TS 12-6, ENA TS 41-36 | Aegis Plus VCB (V and T modules) & F switch | 3 | Cost-effective transformer fault protection; Approximate replacement cost: $5.00 | 23
100 | Lucy Electric | Circuit Breaker Protection (TLF) | Time Limit Fuse Link 7.5A (57mm x 13mm) for Transformer Fault Protection | Fuse Link 7.5A | Current: 7.5A | Voltage: 3.3 - 24kV | Transformer: Up to 2000kVA | Dimensions: 57mm x 13mm | Location: LV Compartment | Protection Fuse Link | Stocked | TLF-7.5A |  | 5 |  | Aegis Protection | Fuse dimensions: Length 57mm x Diameter 13mm; Shunted with circuit breaker trip coil fed from CT; Zero capacitor charging time lag; Overcurrent & earth fault protection; Standards: ENA TS 12-6, ENA TS 41-36 | Aegis Plus VCB (V and T modules) & F switch | 3 | Cost-effective transformer fault protection; Approximate replacement cost: $5.00 | 23
101 | Lucy Electric | Circuit Breaker Protection (TLF) | Time Limit Fuse Link 10A (57mm x 13mm) for Transformer Fault Protection | Fuse Link 10A | Current: 10A | Voltage: 3.3 - 24kV | Transformer: Up to 2000kVA | Dimensions: 57mm x 13mm | Location: LV Compartment | Protection Fuse Link | Stocked | TLF-10A |  | 5 |  | Aegis Protection | Fuse dimensions: Length 57mm x Diameter 13mm; Shunted with circuit breaker trip coil fed from CT; Zero capacitor charging time lag; Overcurrent & earth fault protection; Standards: ENA TS 12-6, ENA TS 41-36 | Aegis Plus VCB (V and T modules) & F switch | 3 | Cost-effective transformer fault protection; Approximate replacement cost: $5.00 | 23
102 | Lucy Electric | Circuit Breaker Protection (TLF) | Time Limit Fuse Link 12.5A (57mm x 13mm) for Transformer Fault Protection | Fuse Link 12.5A | Current: 12.5A | Voltage: 3.3 - 24kV | Transformer: Up to 2000kVA | Dimensions: 57mm x 13mm | Location: LV Compartment | Protection Fuse Link | Stocked | TLF-12.5A |  | 5 |  | Aegis Protection | Fuse dimensions: Length 57mm x Diameter 13mm; Shunted with circuit breaker trip coil fed from CT; Zero capacitor charging time lag; Overcurrent & earth fault protection; Standards: ENA TS 12-6, ENA TS 41-36 | Aegis Plus VCB (V and T modules) & F switch | 3 | Cost-effective transformer fault protection; Approximate replacement cost: $5.00 | 23
103 | Lucy Electric | Circuit Breaker Protection (TLF) | Time Limit Fuse Link 15A (57mm x 13mm) for Transformer Fault Protection | Fuse Link 15A | Current: 15A | Voltage: 3.3 - 24kV | Transformer: Up to 2000kVA | Dimensions: 57mm x 13mm | Location: LV Compartment | Protection Fuse Link | Stocked | TLF-15A |  | 5 |  | Aegis Protection | Fuse dimensions: Length 57mm x Diameter 13mm; Shunted with circuit breaker trip coil fed from CT; Zero capacitor charging time lag; Overcurrent & earth fault protection; Standards: ENA TS 12-6, ENA TS 41-36 | Aegis Plus VCB (V and T modules) & F switch | 3 | Cost-effective transformer fault protection; Approximate replacement cost: $5.00 | 23
104 | Lucy Electric | Circuit Breaker Protection (TLF) | High Voltage Fuse-Links Set for F Switch (Transformer Protection up to 1000kVA) | Fuse Link Up to 200A | Current: Up to 200A | Voltage: 12 - 24kV | Transformer: Up to 1000kVA | Standard HV Fuse | HV Fuse Canister | Protection Fuse Link | Stocked | HV-FUSE-SET |  | 50 |  | Aegis Protection | Fuse dimensions: Length 57mm x Diameter 13mm; Shunted with circuit breaker trip coil fed from CT; Zero capacitor charging time lag; Overcurrent & earth fault protection; Standards: ENA TS 12-6, ENA TS 41-36 | Aegis Plus VCB (V and T modules) & F switch | 3 | Cost-effective transformer fault protection; Approximate replacement cost: $50.00 | 23
105 | Woodward | Protection Relays | WIP1 Self & Dual Powered Overcurrent & Earth Fault Protection Relay | Woodward WIP1 | Power: Self / Dual Powered | Functions: 50/51, 50N/51N | Protocol: RS485 Modbus | Display: Digital Display & LEDs | Password Protection: Yes | Protection Relay | Standard Stock | WIP1 |  | Upon request |  | Woodward Relay Series | Eliminates reliance on external power supplies; Fault current recording; Non-volatile event memory; Secondary injection testing support; Operating temp: -30°C to +70°C; Standards: IEC 60255 | Aegis Plus Circuit Breakers (V, T, C modules) | 1 | Fitted in upper fascia relay compartment with clear view window | 25
106 | Woodward | Protection Relays | WIC1 Self-Powered Overcurrent and Earth Fault Protection Relay | Woodward WIC1 | Power: Self Powered (CT) | Functions: 50/51, 50N/51N | Protocol: Dual Tripping | Display: LED Flags | Password Protection: Yes | Protection Relay | Standard Stock | WIC1 |  | Upon request |  | Woodward Relay Series | Eliminates reliance on external power supplies; Fault current recording; Non-volatile event memory; Secondary injection testing support; Operating temp: -30°C to +70°C; Standards: IEC 60255 | Aegis Plus Circuit Breakers (V, T, C modules) | 1 | Fitted in upper fascia relay compartment with clear view window | 46
107 | Ashida | Protection Relays | ADR241S Numerical Feeder Protection Relay (Dual Powered) | Ashida ADR241S | Power: Self / Dual Powered | Functions: 50/51, 50N/51N | Protocol: RS485 Modbus | Display: LCD Display | Password Protection: Yes | Protection Relay | Standard Stock | ADR241S |  | Upon request |  | Ashida Relay Series | Eliminates reliance on external power supplies; Fault current recording; Non-volatile event memory; Secondary injection testing support; Operating temp: -30°C to +70°C; Standards: IEC 60255 | Aegis Plus Circuit Breakers (V, T, C modules) | 1 | Fitted in upper fascia relay compartment with clear view window | 25
108 | Kries | Protection Relays | IKI-35 Feeder Protection Relay with Integrated CT Inputs | Kries IKI-35 | Power: Self / Dual Powered | Functions: Overcurrent & Earth Fault | Protocol: Tripping Output | Display: Digital Display | Password Protection: Yes | Protection Relay | Standard Stock | IKI-35 |  | Upon request |  | Kries Relay Series | Eliminates reliance on external power supplies; Fault current recording; Non-volatile event memory; Secondary injection testing support; Operating temp: -30°C to +70°C; Standards: IEC 60255 | Aegis Plus Circuit Breakers (V, T, C modules) | 1 | Fitted in upper fascia relay compartment with clear view window | 25
109 | Fanox | Protection Relays | SIA-C Dual Powered Protection Relay with Peak Demand & Modbus | Fanox SIA-C | Power: Dual Powered | Functions: 50/51, 50N/51N, 49 | Protocol: RS485 Modbus | Display: Peak Demand Current | Password Protection: Yes | Protection Relay | Standard Stock | SIA-C |  | Upon request |  | Fanox Relay Series | Eliminates reliance on external power supplies; Fault current recording; Non-volatile event memory; Secondary injection testing support; Operating temp: -30°C to +70°C; Standards: IEC 60255 | Aegis Plus Circuit Breakers (V, T, C modules) | 1 | Fitted in upper fascia relay compartment with clear view window | 25
110 | Fanox | Protection Relays | SIA-B Overcurrent, Earth Fault & Thermal Overload Protection Relay | Fanox SIA-B | Power: Self / Dual Powered | Functions: 50/51, 50N/51N, 49 | Protocol: RS485 Modbus | Display: Thermal Protection | Password Protection: Yes | Protection Relay | Standard Stock | SIA-B |  | Upon request |  | Fanox Relay Series | Eliminates reliance on external power supplies; Fault current recording; Non-volatile event memory; Secondary injection testing support; Operating temp: -30°C to +70°C; Standards: IEC 60255 | Aegis Plus Circuit Breakers (V, T, C modules) | 1 | Fitted in upper fascia relay compartment with clear view window | 25
111 | C&S Electric | Protection Relays | CSPR-V2 Self-Powered Microcontroller Protection Relay | C&S Electric CSPR-V2 | Power: Self Powered | Functions: 50/51, 50N/51N | Protocol: Trip Coil Direct | Display: LED Indicators | Password Protection: Yes | Protection Relay | Standard Stock | CSPR-V2 |  | Upon request |  | C&S Electric Relay Series | Eliminates reliance on external power supplies; Fault current recording; Non-volatile event memory; Secondary injection testing support; Operating temp: -30°C to +70°C; Standards: IEC 60255 | Aegis Plus Circuit Breakers (V, T, C modules) | 1 | Fitted in upper fascia relay compartment with clear view window | 46
112 | Horstmann | Earth Fault Indicators (EFI) | Horstmann SIGMA F+E 3 Non-Directional Short-Circuit & Earth Fault Indicator | Horstmann SIGMA F+E 3 | Direction: Non-Directional | Housing: Plug-in (96x48x96mm) | Ingress: IP40 | Power: >1000h Flash Time | Features: 3 Relays NO/NC | Fault Indicator | Standard Stock | SIGMA F+E 3 |  | Upon request |  | Horstmann EFI Series | Trip current: 50A; Minimum fault duration: 2.5 cycles; Operating temp: -30°C to +70°C (-40°C to +80°C for SupaRule); Automatic timer reset (4 or 8h / 10s after mains restore); Manual reset push button | Aegis Plus Load Break Switches (L function) & Cable Compartments | 1 | Rapid location and isolation of network faults for smart grid automation | 26
113 | Horstmann | Earth Fault Indicators (EFI) | Horstmann SIGMA D/D+ Directional Short-Circuit & Earth Fault Indicator | Horstmann SIGMA D/D+ | Direction: Directional | Housing: Plug-in (96x48x104mm) | Ingress: IP40 | Power: >1500h Flash Time | Features: 4 Relays NO/NC; USB | Fault Indicator | Standard Stock | SIGMA D/D+ |  | Upon request |  | Horstmann EFI Series | Trip current: 50A; Minimum fault duration: 2.5 cycles; Operating temp: -30°C to +70°C (-40°C to +80°C for SupaRule); Automatic timer reset (4 or 8h / 10s after mains restore); Manual reset push button | Aegis Plus Load Break Switches (L function) & Cable Compartments | 1 | Rapid location and isolation of network faults for smart grid automation | 26
114 | Horstmann | Earth Fault Indicators (EFI) | Horstmann ComPass A Non-Directional EFI with RS485 Modbus RTU | Horstmann ComPass A | Direction: Non-Directional | Housing: Plug-in (96x48x96mm) | Ingress: IP50 | Power: >1000h Flash Time | Features: RS485 Modbus RTU; 4 Relays | Fault Indicator | Standard Stock | ComPass A |  | Upon request |  | Horstmann EFI Series | Trip current: 50A; Minimum fault duration: 2.5 cycles; Operating temp: -30°C to +70°C (-40°C to +80°C for SupaRule); Automatic timer reset (4 or 8h / 10s after mains restore); Manual reset push button | Aegis Plus Load Break Switches (L function) & Cable Compartments | 1 | Rapid location and isolation of network faults for smart grid automation | 26
115 | Horstmann | Earth Fault Indicators (EFI) | Horstmann ComPass B Directional EFI with RS485 Modbus RTU | Horstmann ComPass B | Direction: Directional | Housing: Plug-in (96x48x96mm) | Ingress: IP50 | Power: >1000h Flash Time | Features: Directional; RS485 Modbus RTU | Fault Indicator | Standard Stock | ComPass B |  | Upon request |  | Horstmann EFI Series | Trip current: 50A; Minimum fault duration: 2.5 cycles; Operating temp: -30°C to +70°C (-40°C to +80°C for SupaRule); Automatic timer reset (4 or 8h / 10s after mains restore); Manual reset push button | Aegis Plus Load Break Switches (L function) & Cable Compartments | 1 | Rapid location and isolation of network faults for smart grid automation | 26
116 | Horstmann | Earth Fault Indicators (EFI) | Horstmann EARTH Zero Earth Fault Indicator (Plug-in Housing) | Horstmann EARTH Zero (PI) | Direction: Non-Directional | Housing: Plug-in | Ingress: IP40 | Power: Super Bright RED LED | Features: 2x Changeover Relays | Fault Indicator | Standard Stock | EARTH Zero (PI) |  | Upon request |  | Horstmann EFI Series | Trip current: 50A; Minimum fault duration: 2.5 cycles; Operating temp: -30°C to +70°C (-40°C to +80°C for SupaRule); Automatic timer reset (4 or 8h / 10s after mains restore); Manual reset push button | Aegis Plus Load Break Switches (L function) & Cable Compartments | 1 | Rapid location and isolation of network faults for smart grid automation | 27
117 | Horstmann | Earth Fault Indicators (EFI) | Horstmann EARTH Zero Earth Fault Indicator (Surface Mount Housing) | Horstmann EARTH Zero (SM) | Direction: Non-Directional | Housing: Surface Mount | Ingress: IP65 | Power: Super Bright RED LED | Features: 2x Changeover Relays | Fault Indicator | Standard Stock | EARTH Zero (SM) |  | Upon request |  | Horstmann EFI Series | Trip current: 50A; Minimum fault duration: 2.5 cycles; Operating temp: -30°C to +70°C (-40°C to +80°C for SupaRule); Automatic timer reset (4 or 8h / 10s after mains restore); Manual reset push button | Aegis Plus Load Break Switches (L function) & Cable Compartments | 1 | Rapid location and isolation of network faults for smart grid automation | 27
118 | Horstmann | Earth Fault Indicators (EFI) | Horstmann EARTH Zero Flag EFI with Mechanical Red Flag (Plug-in) | Horstmann EARTH Zero Flag (PI) | Direction: Non-Directional | Housing: Plug-in | Ingress: IP40 | Power: RED LED + RED Mech Flag | Features: 2x Changeover Relays | Fault Indicator | Standard Stock | EARTH Zero Flag (PI) |  | Upon request |  | Horstmann EFI Series | Trip current: 50A; Minimum fault duration: 2.5 cycles; Operating temp: -30°C to +70°C (-40°C to +80°C for SupaRule); Automatic timer reset (4 or 8h / 10s after mains restore); Manual reset push button | Aegis Plus Load Break Switches (L function) & Cable Compartments | 1 | Rapid location and isolation of network faults for smart grid automation | 27
119 | Horstmann | Earth Fault Indicators (EFI) | Horstmann EARTH Zero Flag EFI with Mechanical Red Flag (Surface Mount) | Horstmann EARTH Zero Flag (SM) | Direction: Non-Directional | Housing: Surface Mount | Ingress: IP65 | Power: RED LED + RED Mech Flag | Features: 2x Changeover Relays | Fault Indicator | Standard Stock | EARTH Zero Flag (SM) |  | Upon request |  | Horstmann EFI Series | Trip current: 50A; Minimum fault duration: 2.5 cycles; Operating temp: -30°C to +70°C (-40°C to +80°C for SupaRule); Automatic timer reset (4 or 8h / 10s after mains restore); Manual reset push button | Aegis Plus Load Break Switches (L function) & Cable Compartments | 1 | Rapid location and isolation of network faults for smart grid automation | 27
120 | Horstmann | Earth Fault Indicators (EFI) | Horstmann EARTH 4.0 Advanced Earth Fault Indicator with Low Battery LED | Horstmann EARTH 4.0 | Direction: Non-Directional | Housing: Surface Mount | Ingress: IP65 | Power: Super Bright RED LED | Features: 2x NO/NC Relays; Low Batt Ind | Fault Indicator | Standard Stock | EARTH 4.0 |  | Upon request |  | Horstmann EFI Series | Trip current: 50A; Minimum fault duration: 2.5 cycles; Operating temp: -30°C to +70°C (-40°C to +80°C for SupaRule); Automatic timer reset (4 or 8h / 10s after mains restore); Manual reset push button | Aegis Plus Load Break Switches (L function) & Cable Compartments | 1 | Rapid location and isolation of network faults for smart grid automation | 27
121 | SupaRule | Earth Fault Indicators (EFI) | SupaRule Sensorform BLZ-50 Battery Powered EFI with LED Indication | SupaRule BLZ-50 | Direction: Non-Directional | Housing: Fascia Mount | Ingress: IP65 | Power: 3.6V Lithium 1/2 AA | Features: LED Indication; 50A Trip | Fault Indicator | Standard Stock | BLZ-50 |  | Upon request |  | SupaRule EFI Series | Trip current: 50A; Minimum fault duration: 2.5 cycles; Operating temp: -30°C to +70°C (-40°C to +80°C for SupaRule); Automatic timer reset (4 or 8h / 10s after mains restore); Manual reset push button | Aegis Plus Load Break Switches (L function) & Cable Compartments | 1 | Rapid location and isolation of network faults for smart grid automation | 27
122 | SupaRule | Earth Fault Indicators (EFI) | SupaRule Sensorform BFZ-50 Battery Powered EFI with Mechanical Flag | SupaRule BFZ-50 | Direction: Non-Directional | Housing: Fascia Mount | Ingress: IP65 | Power: 3.6V Lithium 1/2 AA | Features: Mechanical RED Flag; 50A Trip | Fault Indicator | Standard Stock | BFZ-50 |  | Upon request |  | SupaRule EFI Series | Trip current: 50A; Minimum fault duration: 2.5 cycles; Operating temp: -30°C to +70°C (-40°C to +80°C for SupaRule); Automatic timer reset (4 or 8h / 10s after mains restore); Manual reset push button | Aegis Plus Load Break Switches (L function) & Cable Compartments | 1 | Rapid location and isolation of network faults for smart grid automation | 27
123 | SupaRule | Earth Fault Indicators (EFI) | SupaRule Sensorform MFZ-50 Mains Powered EFI (110-240V AC) with Mech Flag | SupaRule MFZ-50 | Direction: Non-Directional | Housing: Fascia Mount | Ingress: IP65 | Power: 110-240V AC Powered | Features: Mechanical RED Flag; 50A Trip | Fault Indicator | Standard Stock | MFZ-50 |  | Upon request |  | SupaRule EFI Series | Trip current: 50A; Minimum fault duration: 2.5 cycles; Operating temp: -30°C to +70°C (-40°C to +80°C for SupaRule); Automatic timer reset (4 or 8h / 10s after mains restore); Manual reset push button | Aegis Plus Load Break Switches (L function) & Cable Compartments | 1 | Rapid location and isolation of network faults for smart grid automation | 27
124 | SupaRule | Earth Fault Indicators (EFI) | SupaRule Sensorform MLZ-50 Mains Powered EFI (110-240V AC) with LED Indication | SupaRule MLZ-50 | Direction: Non-Directional | Housing: Fascia Mount | Ingress: IP65 | Power: 110-240V AC Powered | Features: LED Indication; 50A Trip | Fault Indicator | Standard Stock | MLZ-50 |  | Upon request |  | SupaRule EFI Series | Trip current: 50A; Minimum fault duration: 2.5 cycles; Operating temp: -30°C to +70°C (-40°C to +80°C for SupaRule); Automatic timer reset (4 or 8h / 10s after mains restore); Manual reset push button | Aegis Plus Load Break Switches (L function) & Cable Compartments | 1 | Rapid location and isolation of network faults for smart grid automation | 27
125 | SupaRule | Earth Fault Indicators (EFI) | SupaRule Sensorform CFZ-50 Self-Powered CT-Driven EFI with Mech Flag | SupaRule CFZ-50 | Direction: Non-Directional | Housing: Fascia Mount | Ingress: IP65 | Power: CT Powered | Features: Mechanical RED Flag; 50A Trip | Fault Indicator | Standard Stock | CFZ-50 |  | Upon request |  | SupaRule EFI Series | Trip current: 50A; Minimum fault duration: 2.5 cycles; Operating temp: -30°C to +70°C (-40°C to +80°C for SupaRule); Automatic timer reset (4 or 8h / 10s after mains restore); Manual reset push button | Aegis Plus Load Break Switches (L function) & Cable Compartments | 1 | Rapid location and isolation of network faults for smart grid automation | 27
126 | SupaRule | Earth Fault Indicators (EFI) | SupaRule Sensorform CLZ-50 Self-Powered CT-Driven EFI with LED Indication | SupaRule CLZ-50 | Direction: Non-Directional | Housing: Fascia Mount | Ingress: IP65 | Power: CT Powered | Features: LED Indication; 50A Trip | Fault Indicator | Standard Stock | CLZ-50 |  | Upon request |  | SupaRule EFI Series | Trip current: 50A; Minimum fault duration: 2.5 cycles; Operating temp: -30°C to +70°C (-40°C to +80°C for SupaRule); Automatic timer reset (4 or 8h / 10s after mains restore); Manual reset push button | Aegis Plus Load Break Switches (L function) & Cable Compartments | 1 | Rapid location and isolation of network faults for smart grid automation | 27
127 | SupaRule | Earth Fault Indicators (EFI) | SupaRule Current Sensor CT 100mm Diameter for Sensorform EFI | SupaRule CT100 | Direction: Sensor | Housing: Cable Ring CT | Ingress: IP65 | Power: Diameter 100mm | Features: Standard Ring CT | Fault Indicator | Standard Stock | CT100 |  | Upon request |  | SupaRule EFI Series | Trip current: 50A; Minimum fault duration: 2.5 cycles; Operating temp: -30°C to +70°C (-40°C to +80°C for SupaRule); Automatic timer reset (4 or 8h / 10s after mains restore); Manual reset push button | Aegis Plus Load Break Switches (L function) & Cable Compartments | 1 | Rapid location and isolation of network faults for smart grid automation | 27
128 | SupaRule | Earth Fault Indicators (EFI) | SupaRule Current Sensor CT 150mm Diameter for Sensorform EFI | SupaRule CT150 | Direction: Sensor | Housing: Cable Ring CT | Ingress: IP65 | Power: Diameter 150mm | Features: Optional Large Ring CT | Fault Indicator | Standard Stock | CT150 |  | Upon request |  | SupaRule EFI Series | Trip current: 50A; Minimum fault duration: 2.5 cycles; Operating temp: -30°C to +70°C (-40°C to +80°C for SupaRule); Automatic timer reset (4 or 8h / 10s after mains restore); Manual reset push button | Aegis Plus Load Break Switches (L function) & Cable Compartments | 1 | Rapid location and isolation of network faults for smart grid automation | 27
129 | SupaRule | Earth Fault Indicators (EFI) | SupaRule Current Sensor CT 300mm Diameter for Sensorform EFI | SupaRule CT300 | Direction: Sensor | Housing: Cable Ring CT | Ingress: IP65 | Power: Diameter 300mm | Features: Optional Extra-Large Ring CT | Fault Indicator | Standard Stock | CT300 |  | Upon request |  | SupaRule EFI Series | Trip current: 50A; Minimum fault duration: 2.5 cycles; Operating temp: -30°C to +70°C (-40°C to +80°C for SupaRule); Automatic timer reset (4 or 8h / 10s after mains restore); Manual reset push button | Aegis Plus Load Break Switches (L function) & Cable Compartments | 1 | Rapid location and isolation of network faults for smart grid automation | 27
130 | Lucy Electric | Voltage Detection & Presence (VDS/VPIS) | Voltage Presence Indication System (VPIS) with Neon Indicators & Push-to-Test | Lucy Electric VPIS-NEON | Interface: Neon Indicators | Power: Push-to-Test Buttons | Ingress: Phase Comparator Sockets | Features: Passive Bushing Divider | Dimensions: Fascia Mounted | Voltage Indicator | Standard Stock | VPIS-NEON |  | Upon request |  | Lucy Electric VDS/VPIS | Conforms to IEC 62271-206 (VPIS) and IEC 61243-5 (VDS); Detects presence and absence of voltage; Operating temp: -25°C to +65°C; LRM test sockets for phase sequence comparison | Aegis Plus Cable Bushings (L, V, T, C, R modules) | 1 | Enhances operator safety during switching, maintenance and earthing | 28
131 | Pfisterer | Voltage Detection & Presence (VDS/VPIS) | Voltage Presence Indication System (VPIS) with Pfisterer Sockets | Pfisterer VPIS-PFISTERER | Interface: Pfisterer Sockets | Power: External Phase Comparator | Ingress: Passive Divider | Features: Bushing Coupled | Dimensions: Fascia Mounted | Voltage Indicator | Standard Stock | VPIS-PFISTERER |  | Upon request |  | Pfisterer VDS/VPIS | Conforms to IEC 62271-206 (VPIS) and IEC 61243-5 (VDS); Detects presence and absence of voltage; Operating temp: -25°C to +65°C; LRM test sockets for phase sequence comparison | Aegis Plus Cable Bushings (L, V, T, C, R modules) | 1 | Enhances operator safety during switching, maintenance and earthing | 28
132 | Jordon | Voltage Detection & Presence (VDS/VPIS) | Jordon VPIS Voltage Presence Indicator Module | Jordon VPIS-JORDON | Interface: LED Indication | Power: Continuous Display | Ingress: Bushing Divider | Features: Passive | Dimensions: Fascia Mounted | Voltage Indicator | Standard Stock | VPIS-JORDON |  | Upon request |  | Jordon VDS/VPIS | Conforms to IEC 62271-206 (VPIS) and IEC 61243-5 (VDS); Detects presence and absence of voltage; Operating temp: -25°C to +65°C; LRM test sockets for phase sequence comparison | Aegis Plus Cable Bushings (L, V, T, C, R modules) | 1 | Enhances operator safety during switching, maintenance and earthing | 28
133 | Horstmann | Voltage Detection & Presence (VDS/VPIS) | Horstmann WEGA 1.2 C Voltage Detecting System (VDS) to IEC 61243-5 | Horstmann WEGA 1.2 C | Interface: LRM Interface | Power: Maintenance Free | Ingress: IP54 | Features: Auto Integrated Test | Dimensions: 96 x 48 x 20 mm | Voltage Indicator | Standard Stock | WEGA 1.2 C |  | Upon request |  | Horstmann VDS/VPIS | Conforms to IEC 62271-206 (VPIS) and IEC 61243-5 (VDS); Detects presence and absence of voltage; Operating temp: -25°C to +65°C; LRM test sockets for phase sequence comparison | Aegis Plus Cable Bushings (L, V, T, C, R modules) | 1 | Enhances operator safety during switching, maintenance and earthing | 28
134 | Horstmann | Voltage Detection & Presence (VDS/VPIS) | Horstmann WEGA 2.2 C VDS with Aux Power Supply & Remote Indication Relays | Horstmann WEGA 2.2 C | Interface: LRM Interface | Power: 24-230V AC/DC Aux | Ingress: IP54 | Features: Relay Output & Aux Contacts | Dimensions: 96 x 48 x 52 mm | Voltage Indicator | Standard Stock | WEGA 2.2 C |  | Upon request |  | Horstmann VDS/VPIS | Conforms to IEC 62271-206 (VPIS) and IEC 61243-5 (VDS); Detects presence and absence of voltage; Operating temp: -25°C to +65°C; LRM test sockets for phase sequence comparison | Aegis Plus Cable Bushings (L, V, T, C, R modules) | 1 | Enhances operator safety during switching, maintenance and earthing | 28
135 | Horstmann | Voltage Detection & Presence (VDS/VPIS) | Horstmann WEGA 1.2 C vario VDS with Pluggable Capacitor Cube | Horstmann WEGA 1.2 C vario | Interface: LRM Interface | Power: Pluggable Capacitor Cube | Ingress: IP54 | Features: Adjustable Capacitance | Dimensions: 96 x 48 x 38 mm | Voltage Indicator | Standard Stock | WEGA 1.2 C vario |  | Upon request |  | Horstmann VDS/VPIS | Conforms to IEC 62271-206 (VPIS) and IEC 61243-5 (VDS); Detects presence and absence of voltage; Operating temp: -25°C to +65°C; LRM test sockets for phase sequence comparison | Aegis Plus Cable Bushings (L, V, T, C, R modules) | 1 | Enhances operator safety during switching, maintenance and earthing | 28
136 | Horstmann | Voltage Detection & Presence (VDS/VPIS) | Horstmann WEGA 3 Voltage Detection System with LRM Test Point | Horstmann WEGA 3 | Interface: LRM Test Point | Power: Maintenance Free | Ingress: IP54 | Features: Phase Comparator Test Sockets | Dimensions: 96 x 48 x 20 mm | Voltage Indicator | Standard Stock | WEGA 3 |  | Upon request |  | Horstmann VDS/VPIS | Conforms to IEC 62271-206 (VPIS) and IEC 61243-5 (VDS); Detects presence and absence of voltage; Operating temp: -25°C to +65°C; LRM test sockets for phase sequence comparison | Aegis Plus Cable Bushings (L, V, T, C, R modules) | 1 | Enhances operator safety during switching, maintenance and earthing | 28
137 | Kries | Voltage Detection & Presence (VDS/VPIS) | Kries Capdis S1+ (R4) Voltage Detecting and Monitoring System | Kries Capdis S1+ (R4) | Interface: LCD Display | Power: Self & Maint Tests | Ingress: IP54 | Features: Broken Lead & Overvoltage Ind | Dimensions: Integrated VDS | Voltage Indicator | Standard Stock | Capdis S1+ (R4) |  | Upon request |  | Kries VDS/VPIS | Conforms to IEC 62271-206 (VPIS) and IEC 61243-5 (VDS); Detects presence and absence of voltage; Operating temp: -25°C to +65°C; LRM test sockets for phase sequence comparison | Aegis Plus Cable Bushings (L, V, T, C, R modules) | 1 | Enhances operator safety during switching, maintenance and earthing | 29
138 | Kries | Voltage Detection & Presence (VDS/VPIS) | Kries Capdis S2+ (R4) VDS with Earth Switch Interlock & 2 Relay Outputs | Kries Capdis S2+ (R4) | Interface: LCD + LED Display | Power: 2 Changeover Relays | Ingress: IP54 | Features: Earth Switch Interlock; 24-230V | Dimensions: Integrated VDS | Voltage Indicator | Standard Stock | Capdis S2+ (R4) |  | Upon request |  | Kries VDS/VPIS | Conforms to IEC 62271-206 (VPIS) and IEC 61243-5 (VDS); Detects presence and absence of voltage; Operating temp: -25°C to +65°C; LRM test sockets for phase sequence comparison | Aegis Plus Cable Bushings (L, V, T, C, R modules) | 1 | Enhances operator safety during switching, maintenance and earthing | 29
139 | TE Raychem | Cable Bushings & Connectors | TE Raychem RICS-3133 Insulated T-Adapter Kit for 70-150 mm² Polymeric Cables | RICS-3133 (70 - 150 mm²) | Cross Section: 70 - 150 mm² | Voltage: Up to 12kV | Bushing: DIN 400 Type C | Termination: IXSU-F3131-ML-2-17 | Material: Elastomeric | Cable Adapter Kit | Stocked | RICS-3133-ML-2-17 |  | Upon request |  | TE Raychem RICS | According to EN 50181 Type C; Thick-walled insulating elastomer adapter; Fits standard DIN 400 Type C bushings with M16 bolts; Includes mechanical lugs | Aegis Plus DIN 400 Type C Bushings (up to 12kV) | 3 pcs/set | Compact profile, tool-free push-on installation over cable termination | 30
140 | TE Raychem | Cable Bushings & Connectors | TE Raychem RICS-3133 Insulated T-Adapter Kit for 95-240 mm² Polymeric Cables | RICS-3133 (95 - 240 mm²) | Cross Section: 95 - 240 mm² | Voltage: Up to 12kV | Bushing: DIN 400 Type C | Termination: IXSU-F3131-ML-4-17 | Material: Elastomeric | Cable Adapter Kit | Stocked | RICS-3133-ML-4-17 |  | Upon request |  | TE Raychem RICS | According to EN 50181 Type C; Thick-walled insulating elastomer adapter; Fits standard DIN 400 Type C bushings with M16 bolts; Includes mechanical lugs | Aegis Plus DIN 400 Type C Bushings (up to 12kV) | 3 pcs/set | Compact profile, tool-free push-on installation over cable termination | 30
141 | TE Raychem | Cable Bushings & Connectors | TE Raychem RICS-3133 Insulated T-Adapter Kit for 120-300 mm² Polymeric Cables | RICS-3133 (120 - 300 mm²) | Cross Section: 120 - 300 mm² | Voltage: Up to 12kV | Bushing: DIN 400 Type C | Termination: IXSU-F3131-ML-5-17 | Material: Elastomeric | Cable Adapter Kit | Stocked | RICS-3133-ML-5-17 |  | Upon request |  | TE Raychem RICS | According to EN 50181 Type C; Thick-walled insulating elastomer adapter; Fits standard DIN 400 Type C bushings with M16 bolts; Includes mechanical lugs | Aegis Plus DIN 400 Type C Bushings (up to 12kV) | 3 pcs/set | Compact profile, tool-free push-on installation over cable termination | 30
142 | TE Raychem | Cable Bushings & Connectors | TE Raychem RSTI-58 Screened Separable Connector 800A with DIN Al Compression Lug (25 mm²) | RSTI-58 (25 mm² Al) | Cross Section: 25 mm² | Current: 800A | Voltage: Up to 24kV | Conductor: Aluminum (Al) | Lug Type: DIN Compression | Separable Connector | Stocked | RSTI-5810 |  | Upon request |  | TE Raychem RSTI-58 | Continuous current: 800A; Voltage rating: up to 24kV; Core insulation dia: 12.7 - 23.4 mm; Outer conductive EPDM screen; M16 threaded connection to DIN 400 Type C bushings | Aegis Plus DIN 400 Type C Bushings | 3 pcs/set | Screened touch-proof separable tee connector for polymeric cables | 31
143 | TE Raychem | Cable Bushings & Connectors | TE Raychem RSTI-58 Screened Separable Connector 800A with DIN Cu Compression Lug (25 mm²) | RSTI-58 (25 mm² Cu) | Cross Section: 25 mm² | Current: 800A | Voltage: Up to 24kV | Conductor: Copper (Cu) | Lug Type: DIN Compression | Separable Connector | Stocked | RSTI-5830 |  | Upon request |  | TE Raychem RSTI-58 | Continuous current: 800A; Voltage rating: up to 24kV; Core insulation dia: 12.7 - 23.4 mm; Outer conductive EPDM screen; M16 threaded connection to DIN 400 Type C bushings | Aegis Plus DIN 400 Type C Bushings | 3 pcs/set | Screened touch-proof separable tee connector for copper cables | 31
144 | TE Raychem | Cable Bushings & Connectors | TE Raychem RSTI-58 Screened Separable Connector 800A with DIN Al Compression Lug (35 mm²) | RSTI-58 (35 mm² Al) | Cross Section: 35 mm² | Current: 800A | Voltage: Up to 24kV | Conductor: Aluminum (Al) | Lug Type: DIN Compression | Separable Connector | Stocked | RSTI-5811 |  | Upon request |  | TE Raychem RSTI-58 | Continuous current: 800A; Voltage rating: up to 24kV; Core insulation dia: 12.7 - 23.4 mm; Outer conductive EPDM screen; M16 threaded connection to DIN 400 Type C bushings | Aegis Plus DIN 400 Type C Bushings | 3 pcs/set | Screened touch-proof separable tee connector for polymeric cables | 31
145 | TE Raychem | Cable Bushings & Connectors | TE Raychem RSTI-58 Screened Separable Connector 800A with DIN Cu Compression Lug (35 mm²) | RSTI-58 (35 mm² Cu) | Cross Section: 35 mm² | Current: 800A | Voltage: Up to 24kV | Conductor: Copper (Cu) | Lug Type: DIN Compression | Separable Connector | Stocked | RSTI-5831 |  | Upon request |  | TE Raychem RSTI-58 | Continuous current: 800A; Voltage rating: up to 24kV; Core insulation dia: 12.7 - 23.4 mm; Outer conductive EPDM screen; M16 threaded connection to DIN 400 Type C bushings | Aegis Plus DIN 400 Type C Bushings | 3 pcs/set | Screened touch-proof separable tee connector for copper cables | 31
146 | TE Raychem | Cable Bushings & Connectors | TE Raychem RSTI-58 Screened Separable Connector 800A with DIN Al Compression Lug (50 mm²) | RSTI-58 (50 mm² Al) | Cross Section: 50 mm² | Current: 800A | Voltage: Up to 24kV | Conductor: Aluminum (Al) | Lug Type: DIN Compression | Separable Connector | Stocked | RSTI-5812 |  | Upon request |  | TE Raychem RSTI-58 | Continuous current: 800A; Voltage rating: up to 24kV; Core insulation dia: 12.7 - 23.4 mm; Outer conductive EPDM screen; M16 threaded connection to DIN 400 Type C bushings | Aegis Plus DIN 400 Type C Bushings | 3 pcs/set | Screened touch-proof separable tee connector for polymeric cables | 31
147 | TE Raychem | Cable Bushings & Connectors | TE Raychem RSTI-58 Screened Separable Connector 800A with DIN Cu Compression Lug (50 mm²) | RSTI-58 (50 mm² Cu) | Cross Section: 50 mm² | Current: 800A | Voltage: Up to 24kV | Conductor: Copper (Cu) | Lug Type: DIN Compression | Separable Connector | Stocked | RSTI-5832 |  | Upon request |  | TE Raychem RSTI-58 | Continuous current: 800A; Voltage rating: up to 24kV; Core insulation dia: 12.7 - 23.4 mm; Outer conductive EPDM screen; M16 threaded connection to DIN 400 Type C bushings | Aegis Plus DIN 400 Type C Bushings | 3 pcs/set | Screened touch-proof separable tee connector for copper cables | 31
148 | TE Raychem | Cable Bushings & Connectors | TE Raychem RSTI-58 Screened Separable Connector 800A with DIN Al Compression Lug (70 mm²) | RSTI-58 (70 mm² Al) | Cross Section: 70 mm² | Current: 800A | Voltage: Up to 24kV | Conductor: Aluminum (Al) | Lug Type: DIN Compression | Separable Connector | Stocked | RSTI-5813 |  | Upon request |  | TE Raychem RSTI-58 | Continuous current: 800A; Voltage rating: up to 24kV; Core insulation dia: 12.7 - 23.4 mm; Outer conductive EPDM screen; M16 threaded connection to DIN 400 Type C bushings | Aegis Plus DIN 400 Type C Bushings | 3 pcs/set | Screened touch-proof separable tee connector for polymeric cables | 31
149 | TE Raychem | Cable Bushings & Connectors | TE Raychem RSTI-58 Screened Separable Connector 800A with DIN Cu Compression Lug (70 mm²) | RSTI-58 (70 mm² Cu) | Cross Section: 70 mm² | Current: 800A | Voltage: Up to 24kV | Conductor: Copper (Cu) | Lug Type: DIN Compression | Separable Connector | Stocked | RSTI-5833 |  | Upon request |  | TE Raychem RSTI-58 | Continuous current: 800A; Voltage rating: up to 24kV; Core insulation dia: 12.7 - 23.4 mm; Outer conductive EPDM screen; M16 threaded connection to DIN 400 Type C bushings | Aegis Plus DIN 400 Type C Bushings | 3 pcs/set | Screened touch-proof separable tee connector for copper cables | 31
150 | TE Raychem | Cable Bushings & Connectors | TE Raychem RSTI-58 Screened Separable Connector 800A with DIN Al Compression Lug (95 mm² (12kV)) | RSTI-58 (95 mm² (12kV) Al) | Cross Section: 95 mm² (12kV) | Current: 800A | Voltage: Up to 24kV | Conductor: Aluminum (Al) | Lug Type: DIN Compression | Separable Connector | Stocked | RSTI-5814 |  | Upon request |  | TE Raychem RSTI-58 | Continuous current: 800A; Voltage rating: up to 24kV; Core insulation dia: 12.7 - 23.4 mm; Outer conductive EPDM screen; M16 threaded connection to DIN 400 Type C bushings | Aegis Plus DIN 400 Type C Bushings | 3 pcs/set | Screened touch-proof separable tee connector for polymeric cables | 31
151 | TE Raychem | Cable Bushings & Connectors | TE Raychem RSTI-58 Screened Separable Connector 800A with DIN Cu Compression Lug (95 mm² (12kV)) | RSTI-58 (95 mm² (12kV) Cu) | Cross Section: 95 mm² (12kV) | Current: 800A | Voltage: Up to 24kV | Conductor: Copper (Cu) | Lug Type: DIN Compression | Separable Connector | Stocked | RSTI-5834 |  | Upon request |  | TE Raychem RSTI-58 | Continuous current: 800A; Voltage rating: up to 24kV; Core insulation dia: 12.7 - 23.4 mm; Outer conductive EPDM screen; M16 threaded connection to DIN 400 Type C bushings | Aegis Plus DIN 400 Type C Bushings | 3 pcs/set | Screened touch-proof separable tee connector for copper cables | 31
152 | TE Raychem | Cable Bushings & Connectors | TE Raychem RSTI-58 Screened Separable Connector 800A with DIN Al Compression Lug (95 mm² (24kV)) | RSTI-58 (95 mm² (24kV) Al) | Cross Section: 95 mm² (24kV) | Current: 800A | Voltage: Up to 24kV | Conductor: Aluminum (Al) | Lug Type: DIN Compression | Separable Connector | Stocked | RSTI-5824 |  | Upon request |  | TE Raychem RSTI-58 | Continuous current: 800A; Voltage rating: up to 24kV; Core insulation dia: 21.2 - 34.6 mm; Outer conductive EPDM screen; M16 threaded connection to DIN 400 Type C bushings | Aegis Plus DIN 400 Type C Bushings | 3 pcs/set | Screened touch-proof separable tee connector for polymeric cables | 31
153 | TE Raychem | Cable Bushings & Connectors | TE Raychem RSTI-58 Screened Separable Connector 800A with DIN Cu Compression Lug (95 mm² (24kV)) | RSTI-58 (95 mm² (24kV) Cu) | Cross Section: 95 mm² (24kV) | Current: 800A | Voltage: Up to 24kV | Conductor: Copper (Cu) | Lug Type: DIN Compression | Separable Connector | Stocked | RSTI-5844 |  | Upon request |  | TE Raychem RSTI-58 | Continuous current: 800A; Voltage rating: up to 24kV; Core insulation dia: 21.2 - 34.6 mm; Outer conductive EPDM screen; M16 threaded connection to DIN 400 Type C bushings | Aegis Plus DIN 400 Type C Bushings | 3 pcs/set | Screened touch-proof separable tee connector for copper cables | 31
154 | TE Raychem | Cable Bushings & Connectors | TE Raychem RSTI-58 Screened Separable Connector 800A with DIN Al Compression Lug (120 mm² (12kV)) | RSTI-58 (120 mm² (12kV) Al) | Cross Section: 120 mm² (12kV) | Current: 800A | Voltage: Up to 24kV | Conductor: Aluminum (Al) | Lug Type: DIN Compression | Separable Connector | Stocked | RSTI-5815 |  | Upon request |  | TE Raychem RSTI-58 | Continuous current: 800A; Voltage rating: up to 24kV; Core insulation dia: 12.7 - 23.4 mm; Outer conductive EPDM screen; M16 threaded connection to DIN 400 Type C bushings | Aegis Plus DIN 400 Type C Bushings | 3 pcs/set | Screened touch-proof separable tee connector for polymeric cables | 31
155 | TE Raychem | Cable Bushings & Connectors | TE Raychem RSTI-58 Screened Separable Connector 800A with DIN Cu Compression Lug (120 mm² (12kV)) | RSTI-58 (120 mm² (12kV) Cu) | Cross Section: 120 mm² (12kV) | Current: 800A | Voltage: Up to 24kV | Conductor: Copper (Cu) | Lug Type: DIN Compression | Separable Connector | Stocked | RSTI-5835 |  | Upon request |  | TE Raychem RSTI-58 | Continuous current: 800A; Voltage rating: up to 24kV; Core insulation dia: 12.7 - 23.4 mm; Outer conductive EPDM screen; M16 threaded connection to DIN 400 Type C bushings | Aegis Plus DIN 400 Type C Bushings | 3 pcs/set | Screened touch-proof separable tee connector for copper cables | 31
156 | TE Raychem | Cable Bushings & Connectors | TE Raychem RSTI-58 Screened Separable Connector 800A with DIN Al Compression Lug (120 mm² (24kV)) | RSTI-58 (120 mm² (24kV) Al) | Cross Section: 120 mm² (24kV) | Current: 800A | Voltage: Up to 24kV | Conductor: Aluminum (Al) | Lug Type: DIN Compression | Separable Connector | Stocked | RSTI-5825 |  | Upon request |  | TE Raychem RSTI-58 | Continuous current: 800A; Voltage rating: up to 24kV; Core insulation dia: 21.2 - 34.6 mm; Outer conductive EPDM screen; M16 threaded connection to DIN 400 Type C bushings | Aegis Plus DIN 400 Type C Bushings | 3 pcs/set | Screened touch-proof separable tee connector for polymeric cables | 31
157 | TE Raychem | Cable Bushings & Connectors | TE Raychem RSTI-58 Screened Separable Connector 800A with DIN Cu Compression Lug (120 mm² (24kV)) | RSTI-58 (120 mm² (24kV) Cu) | Cross Section: 120 mm² (24kV) | Current: 800A | Voltage: Up to 24kV | Conductor: Copper (Cu) | Lug Type: DIN Compression | Separable Connector | Stocked | RSTI-5845 |  | Upon request |  | TE Raychem RSTI-58 | Continuous current: 800A; Voltage rating: up to 24kV; Core insulation dia: 21.2 - 34.6 mm; Outer conductive EPDM screen; M16 threaded connection to DIN 400 Type C bushings | Aegis Plus DIN 400 Type C Bushings | 3 pcs/set | Screened touch-proof separable tee connector for copper cables | 31
158 | TE Raychem | Cable Bushings & Connectors | TE Raychem RSTI-58 Screened Separable Connector 800A with DIN Al Compression Lug (150 mm²) | RSTI-58 (150 mm² Al) | Cross Section: 150 mm² | Current: 800A | Voltage: Up to 24kV | Conductor: Aluminum (Al) | Lug Type: DIN Compression | Separable Connector | Stocked | RSTI-5826 |  | Upon request |  | TE Raychem RSTI-58 | Continuous current: 800A; Voltage rating: up to 24kV; Core insulation dia: 21.2 - 34.6 mm; Outer conductive EPDM screen; M16 threaded connection to DIN 400 Type C bushings | Aegis Plus DIN 400 Type C Bushings | 3 pcs/set | Screened touch-proof separable tee connector for polymeric cables | 31
159 | TE Raychem | Cable Bushings & Connectors | TE Raychem RSTI-58 Screened Separable Connector 800A with DIN Cu Compression Lug (150 mm²) | RSTI-58 (150 mm² Cu) | Cross Section: 150 mm² | Current: 800A | Voltage: Up to 24kV | Conductor: Copper (Cu) | Lug Type: DIN Compression | Separable Connector | Stocked | RSTI-5846 |  | Upon request |  | TE Raychem RSTI-58 | Continuous current: 800A; Voltage rating: up to 24kV; Core insulation dia: 21.2 - 34.6 mm; Outer conductive EPDM screen; M16 threaded connection to DIN 400 Type C bushings | Aegis Plus DIN 400 Type C Bushings | 3 pcs/set | Screened touch-proof separable tee connector for copper cables | 31
160 | TE Raychem | Cable Bushings & Connectors | TE Raychem RSTI-58 Screened Separable Connector 800A with DIN Al Compression Lug (185 mm²) | RSTI-58 (185 mm² Al) | Cross Section: 185 mm² | Current: 800A | Voltage: Up to 24kV | Conductor: Aluminum (Al) | Lug Type: DIN Compression | Separable Connector | Stocked | RSTI-5827 |  | Upon request |  | TE Raychem RSTI-58 | Continuous current: 800A; Voltage rating: up to 24kV; Core insulation dia: 21.2 - 34.6 mm; Outer conductive EPDM screen; M16 threaded connection to DIN 400 Type C bushings | Aegis Plus DIN 400 Type C Bushings | 3 pcs/set | Screened touch-proof separable tee connector for polymeric cables | 31
161 | TE Raychem | Cable Bushings & Connectors | TE Raychem RSTI-58 Screened Separable Connector 800A with DIN Cu Compression Lug (185 mm²) | RSTI-58 (185 mm² Cu) | Cross Section: 185 mm² | Current: 800A | Voltage: Up to 24kV | Conductor: Copper (Cu) | Lug Type: DIN Compression | Separable Connector | Stocked | RSTI-5847 |  | Upon request |  | TE Raychem RSTI-58 | Continuous current: 800A; Voltage rating: up to 24kV; Core insulation dia: 21.2 - 34.6 mm; Outer conductive EPDM screen; M16 threaded connection to DIN 400 Type C bushings | Aegis Plus DIN 400 Type C Bushings | 3 pcs/set | Screened touch-proof separable tee connector for copper cables | 31
162 | TE Raychem | Cable Bushings & Connectors | TE Raychem RSTI-58 Screened Separable Connector 800A with DIN Al Compression Lug (240 mm²) | RSTI-58 (240 mm² Al) | Cross Section: 240 mm² | Current: 800A | Voltage: Up to 24kV | Conductor: Aluminum (Al) | Lug Type: DIN Compression | Separable Connector | Stocked | RSTI-5828 |  | Upon request |  | TE Raychem RSTI-58 | Continuous current: 800A; Voltage rating: up to 24kV; Core insulation dia: 21.2 - 34.6 mm; Outer conductive EPDM screen; M16 threaded connection to DIN 400 Type C bushings | Aegis Plus DIN 400 Type C Bushings | 3 pcs/set | Screened touch-proof separable tee connector for polymeric cables | 31
163 | TE Raychem | Cable Bushings & Connectors | TE Raychem RSTI-58 Screened Separable Connector 800A with DIN Cu Compression Lug (240 mm²) | RSTI-58 (240 mm² Cu) | Cross Section: 240 mm² | Current: 800A | Voltage: Up to 24kV | Conductor: Copper (Cu) | Lug Type: DIN Compression | Separable Connector | Stocked | RSTI-5848 |  | Upon request |  | TE Raychem RSTI-58 | Continuous current: 800A; Voltage rating: up to 24kV; Core insulation dia: 21.2 - 34.6 mm; Outer conductive EPDM screen; M16 threaded connection to DIN 400 Type C bushings | Aegis Plus DIN 400 Type C Bushings | 3 pcs/set | Screened touch-proof separable tee connector for copper cables | 31
164 | TE Raychem | Cable Bushings & Connectors | TE Raychem RSTI-58 Screened Separable Connector 800A with DIN Al Compression Lug (300 mm²) | RSTI-58 (300 mm² Al) | Cross Section: 300 mm² | Current: 800A | Voltage: Up to 24kV | Conductor: Aluminum (Al) | Lug Type: DIN Compression | Separable Connector | Stocked | RSTI-5829 |  | Upon request |  | TE Raychem RSTI-58 | Continuous current: 800A; Voltage rating: up to 24kV; Core insulation dia: 21.2 - 34.6 mm; Outer conductive EPDM screen; M16 threaded connection to DIN 400 Type C bushings | Aegis Plus DIN 400 Type C Bushings | 3 pcs/set | Screened touch-proof separable tee connector for polymeric cables | 31
165 | TE Raychem | Cable Bushings & Connectors | TE Raychem RSTI-58 Screened Separable Connector 800A with DIN Cu Compression Lug (300 mm²) | RSTI-58 (300 mm² Cu) | Cross Section: 300 mm² | Current: 800A | Voltage: Up to 24kV | Conductor: Copper (Cu) | Lug Type: DIN Compression | Separable Connector | Stocked | RSTI-5849 |  | Upon request |  | TE Raychem RSTI-58 | Continuous current: 800A; Voltage rating: up to 24kV; Core insulation dia: 21.2 - 34.6 mm; Outer conductive EPDM screen; M16 threaded connection to DIN 400 Type C bushings | Aegis Plus DIN 400 Type C Bushings | 3 pcs/set | Screened touch-proof separable tee connector for copper cables | 31
166 | TE Raychem | Cable Bushings & Connectors | TE Raychem RSTI-58 Separable Connector with Mechanical Shear Bolt Lug (35 - 95 mm² (12kV) / 35 - 70 mm² (24kV)) | RSTI-58 Mech (35 - 95 mm² (12kV) / 35 - 70 mm² (24kV)) | Application Range: 35 - 95 mm² (12kV) / 35 - 70 mm² (24kV) | Current: 800A | Voltage: Up to 24kV | Conductor: Al or Cu Universal | Lug Type: Mechanical Shear Bolt | Separable Connector | Stocked | RSTI-5851 |  | Upon request |  | TE Raychem RSTI-58 | Core insulation diameter: 12.7 - 23.4 mm; Stepless mechanical shear-bolt connector for Al and Cu conductors; No crimping tool needed; 800A continuous rating | Aegis Plus DIN 400 Type C Bushings | 3 pcs/set | Easy installation with standard socket wrench; stepless shear bolts ensure optimal contact | 31
167 | TE Raychem | Cable Bushings & Connectors | TE Raychem RSTI-58 Separable Connector with Mechanical Shear Bolt Lug (95 - 120 mm² (12kV)) | RSTI-58 Mech (95 - 120 mm² (12kV)) | Application Range: 95 - 120 mm² (12kV) | Current: 800A | Voltage: Up to 24kV | Conductor: Al or Cu Universal | Lug Type: Mechanical Shear Bolt | Separable Connector | Stocked | RSTI-5852 |  | Upon request |  | TE Raychem RSTI-58 | Core insulation diameter: 12.7 - 23.4 mm; Stepless mechanical shear-bolt connector for Al and Cu conductors; No crimping tool needed; 800A continuous rating | Aegis Plus DIN 400 Type C Bushings | 3 pcs/set | Easy installation with standard socket wrench; stepless shear bolts ensure optimal contact | 31
168 | TE Raychem | Cable Bushings & Connectors | TE Raychem RSTI-58 Separable Connector with Mechanical Shear Bolt Lug (95 - 240 mm² (12kV) / 95 - 185 mm² (24kV)) | RSTI-58 Mech (95 - 240 mm² (12kV) / 95 - 185 mm² (24kV)) | Application Range: 95 - 240 mm² (12kV) / 95 - 185 mm² (24kV) | Current: 800A | Voltage: Up to 24kV | Conductor: Al or Cu Universal | Lug Type: Mechanical Shear Bolt | Separable Connector | Stocked | RSTI-5853 |  | Upon request |  | TE Raychem RSTI-58 | Core insulation diameter: 17.0 - 30.1 mm; Stepless mechanical shear-bolt connector for Al and Cu conductors; No crimping tool needed; 800A continuous rating | Aegis Plus DIN 400 Type C Bushings | 3 pcs/set | Easy installation with standard socket wrench; stepless shear bolts ensure optimal contact | 31
169 | TE Raychem | Cable Bushings & Connectors | TE Raychem RSTI-58 Separable Connector with Mechanical Shear Bolt Lug (150 - 240 mm² (12kV) / 95 - 240 mm² (24kV)) | RSTI-58 Mech (150 - 240 mm² (12kV) / 95 - 240 mm² (24kV)) | Application Range: 150 - 240 mm² (12kV) / 95 - 240 mm² (24kV) | Current: 800A | Voltage: Up to 24kV | Conductor: Al or Cu Universal | Lug Type: Mechanical Shear Bolt | Separable Connector | Stocked | RSTI-5854 |  | Upon request |  | TE Raychem RSTI-58 | Core insulation diameter: 21.2 - 34.6 mm; Stepless mechanical shear-bolt connector for Al and Cu conductors; No crimping tool needed; 800A continuous rating | Aegis Plus DIN 400 Type C Bushings | 3 pcs/set | Easy installation with standard socket wrench; stepless shear bolts ensure optimal contact | 31
170 | TE Raychem | Cable Bushings & Connectors | TE Raychem RSTI-58 Separable Connector with Mechanical Shear Bolt Lug (185 - 300 mm² (12kV & 24kV)) | RSTI-58 Mech (185 - 300 mm² (12kV & 24kV)) | Application Range: 185 - 300 mm² (12kV & 24kV) | Current: 800A | Voltage: Up to 24kV | Conductor: Al or Cu Universal | Lug Type: Mechanical Shear Bolt | Separable Connector | Stocked | RSTI-5855 |  | Upon request |  | TE Raychem RSTI-58 | Core insulation diameter: 21.2 - 34.6 mm; Stepless mechanical shear-bolt connector for Al and Cu conductors; No crimping tool needed; 800A continuous rating | Aegis Plus DIN 400 Type C Bushings | 3 pcs/set | Easy installation with standard socket wrench; stepless shear bolts ensure optimal contact | 31
171 | TE Raychem | Cable Bushings & Connectors | TE Raychem RSTI-58 Separable Connector with Mechanical Shear Bolt Lug (240 - 400 mm² (12kV)) | RSTI-58 Mech (240 - 400 mm² (12kV)) | Application Range: 240 - 400 mm² (12kV) | Current: 800A | Voltage: Up to 24kV | Conductor: Al or Cu Universal | Lug Type: Mechanical Shear Bolt | Separable Connector | Stocked | RSTI-5856 |  | Upon request |  | TE Raychem RSTI-58 | Core insulation diameter: 21.2 - 34.6 mm; Stepless mechanical shear-bolt connector for Al and Cu conductors; No crimping tool needed; 800A continuous rating | Aegis Plus DIN 400 Type C Bushings | 3 pcs/set | Easy installation with standard socket wrench; stepless shear bolts ensure optimal contact | 31
172 | TE Raychem | Cable Bushings & Connectors | TE Raychem RSTI-CC-58 Screened Coupling Connector 800A with DIN Al Compression Lug (25 mm²) | RSTI-CC-58 (25 mm² Al) | Cross Section: 25 mm² | Current: 800A | Voltage: Up to 24kV | Conductor: Aluminum (Al) | Application: Double Cable Coupling | Coupling Connector | Stocked | RSTI-CC-5810 |  | Upon request |  | TE Raychem RSTI-CC | Connects onto rear of RSTI-58 base connector for parallel / double cable termination; Core insulation dia: 12.7 - 23.4 mm; EPDM conductive screen; 800A continuous rating | Aegis Plus Double Cable Terminations (with RSTI-58) | 3 pcs/set | Enables double cable entry per phase in spacious Aegis cable compartment | 32
173 | TE Raychem | Cable Bushings & Connectors | TE Raychem RSTI-CC-58 Screened Coupling Connector 800A with DIN Cu Compression Lug (25 mm²) | RSTI-CC-58 (25 mm² Cu) | Cross Section: 25 mm² | Current: 800A | Voltage: Up to 24kV | Conductor: Copper (Cu) | Application: Double Cable Coupling | Coupling Connector | Stocked | RSTI-CC-5830 |  | Upon request |  | TE Raychem RSTI-CC | Connects onto rear of RSTI-58 base connector for parallel / double cable termination; Core insulation dia: 12.7 - 23.4 mm; EPDM conductive screen; 800A continuous rating | Aegis Plus Double Cable Terminations (with RSTI-58) | 3 pcs/set | Enables double cable entry per phase in spacious Aegis cable compartment | 32
174 | TE Raychem | Cable Bushings & Connectors | TE Raychem RSTI-CC-58 Screened Coupling Connector 800A with DIN Al Compression Lug (35 mm²) | RSTI-CC-58 (35 mm² Al) | Cross Section: 35 mm² | Current: 800A | Voltage: Up to 24kV | Conductor: Aluminum (Al) | Application: Double Cable Coupling | Coupling Connector | Stocked | RSTI-CC-5811 |  | Upon request |  | TE Raychem RSTI-CC | Connects onto rear of RSTI-58 base connector for parallel / double cable termination; Core insulation dia: 12.7 - 23.4 mm; EPDM conductive screen; 800A continuous rating | Aegis Plus Double Cable Terminations (with RSTI-58) | 3 pcs/set | Enables double cable entry per phase in spacious Aegis cable compartment | 32
175 | TE Raychem | Cable Bushings & Connectors | TE Raychem RSTI-CC-58 Screened Coupling Connector 800A with DIN Cu Compression Lug (35 mm²) | RSTI-CC-58 (35 mm² Cu) | Cross Section: 35 mm² | Current: 800A | Voltage: Up to 24kV | Conductor: Copper (Cu) | Application: Double Cable Coupling | Coupling Connector | Stocked | RSTI-CC-5831 |  | Upon request |  | TE Raychem RSTI-CC | Connects onto rear of RSTI-58 base connector for parallel / double cable termination; Core insulation dia: 12.7 - 23.4 mm; EPDM conductive screen; 800A continuous rating | Aegis Plus Double Cable Terminations (with RSTI-58) | 3 pcs/set | Enables double cable entry per phase in spacious Aegis cable compartment | 32
176 | TE Raychem | Cable Bushings & Connectors | TE Raychem RSTI-CC-58 Screened Coupling Connector 800A with DIN Al Compression Lug (50 mm²) | RSTI-CC-58 (50 mm² Al) | Cross Section: 50 mm² | Current: 800A | Voltage: Up to 24kV | Conductor: Aluminum (Al) | Application: Double Cable Coupling | Coupling Connector | Stocked | RSTI-CC-5812 |  | Upon request |  | TE Raychem RSTI-CC | Connects onto rear of RSTI-58 base connector for parallel / double cable termination; Core insulation dia: 12.7 - 23.4 mm; EPDM conductive screen; 800A continuous rating | Aegis Plus Double Cable Terminations (with RSTI-58) | 3 pcs/set | Enables double cable entry per phase in spacious Aegis cable compartment | 32
177 | TE Raychem | Cable Bushings & Connectors | TE Raychem RSTI-CC-58 Screened Coupling Connector 800A with DIN Cu Compression Lug (50 mm²) | RSTI-CC-58 (50 mm² Cu) | Cross Section: 50 mm² | Current: 800A | Voltage: Up to 24kV | Conductor: Copper (Cu) | Application: Double Cable Coupling | Coupling Connector | Stocked | RSTI-CC-5832 |  | Upon request |  | TE Raychem RSTI-CC | Connects onto rear of RSTI-58 base connector for parallel / double cable termination; Core insulation dia: 12.7 - 23.4 mm; EPDM conductive screen; 800A continuous rating | Aegis Plus Double Cable Terminations (with RSTI-58) | 3 pcs/set | Enables double cable entry per phase in spacious Aegis cable compartment | 32
178 | TE Raychem | Cable Bushings & Connectors | TE Raychem RSTI-CC-58 Screened Coupling Connector 800A with DIN Al Compression Lug (70 mm²) | RSTI-CC-58 (70 mm² Al) | Cross Section: 70 mm² | Current: 800A | Voltage: Up to 24kV | Conductor: Aluminum (Al) | Application: Double Cable Coupling | Coupling Connector | Stocked | RSTI-CC-5813 |  | Upon request |  | TE Raychem RSTI-CC | Connects onto rear of RSTI-58 base connector for parallel / double cable termination; Core insulation dia: 12.7 - 23.4 mm; EPDM conductive screen; 800A continuous rating | Aegis Plus Double Cable Terminations (with RSTI-58) | 3 pcs/set | Enables double cable entry per phase in spacious Aegis cable compartment | 32
179 | TE Raychem | Cable Bushings & Connectors | TE Raychem RSTI-CC-58 Screened Coupling Connector 800A with DIN Cu Compression Lug (70 mm²) | RSTI-CC-58 (70 mm² Cu) | Cross Section: 70 mm² | Current: 800A | Voltage: Up to 24kV | Conductor: Copper (Cu) | Application: Double Cable Coupling | Coupling Connector | Stocked | RSTI-CC-5833 |  | Upon request |  | TE Raychem RSTI-CC | Connects onto rear of RSTI-58 base connector for parallel / double cable termination; Core insulation dia: 12.7 - 23.4 mm; EPDM conductive screen; 800A continuous rating | Aegis Plus Double Cable Terminations (with RSTI-58) | 3 pcs/set | Enables double cable entry per phase in spacious Aegis cable compartment | 32
180 | TE Raychem | Cable Bushings & Connectors | TE Raychem RSTI-CC-58 Screened Coupling Connector 800A with DIN Al Compression Lug (95 mm² (12kV)) | RSTI-CC-58 (95 mm² (12kV) Al) | Cross Section: 95 mm² (12kV) | Current: 800A | Voltage: Up to 24kV | Conductor: Aluminum (Al) | Application: Double Cable Coupling | Coupling Connector | Stocked | RSTI-CC-5814 |  | Upon request |  | TE Raychem RSTI-CC | Connects onto rear of RSTI-58 base connector for parallel / double cable termination; Core insulation dia: 12.7 - 23.4 mm; EPDM conductive screen; 800A continuous rating | Aegis Plus Double Cable Terminations (with RSTI-58) | 3 pcs/set | Enables double cable entry per phase in spacious Aegis cable compartment | 32
181 | TE Raychem | Cable Bushings & Connectors | TE Raychem RSTI-CC-58 Screened Coupling Connector 800A with DIN Cu Compression Lug (95 mm² (12kV)) | RSTI-CC-58 (95 mm² (12kV) Cu) | Cross Section: 95 mm² (12kV) | Current: 800A | Voltage: Up to 24kV | Conductor: Copper (Cu) | Application: Double Cable Coupling | Coupling Connector | Stocked | RSTI-CC-5834 |  | Upon request |  | TE Raychem RSTI-CC | Connects onto rear of RSTI-58 base connector for parallel / double cable termination; Core insulation dia: 12.7 - 23.4 mm; EPDM conductive screen; 800A continuous rating | Aegis Plus Double Cable Terminations (with RSTI-58) | 3 pcs/set | Enables double cable entry per phase in spacious Aegis cable compartment | 32
182 | TE Raychem | Cable Bushings & Connectors | TE Raychem RSTI-CC-58 Screened Coupling Connector 800A with DIN Al Compression Lug (95 mm² (24kV)) | RSTI-CC-58 (95 mm² (24kV) Al) | Cross Section: 95 mm² (24kV) | Current: 800A | Voltage: Up to 24kV | Conductor: Aluminum (Al) | Application: Double Cable Coupling | Coupling Connector | Stocked | RSTI-CC-5824 |  | Upon request |  | TE Raychem RSTI-CC | Connects onto rear of RSTI-58 base connector for parallel / double cable termination; Core insulation dia: 12.7 - 23.4 mm; EPDM conductive screen; 800A continuous rating | Aegis Plus Double Cable Terminations (with RSTI-58) | 3 pcs/set | Enables double cable entry per phase in spacious Aegis cable compartment | 32
183 | TE Raychem | Cable Bushings & Connectors | TE Raychem RSTI-CC-58 Screened Coupling Connector 800A with DIN Cu Compression Lug (95 mm² (24kV)) | RSTI-CC-58 (95 mm² (24kV) Cu) | Cross Section: 95 mm² (24kV) | Current: 800A | Voltage: Up to 24kV | Conductor: Copper (Cu) | Application: Double Cable Coupling | Coupling Connector | Stocked | RSTI-CC-5844 |  | Upon request |  | TE Raychem RSTI-CC | Connects onto rear of RSTI-58 base connector for parallel / double cable termination; Core insulation dia: 12.7 - 23.4 mm; EPDM conductive screen; 800A continuous rating | Aegis Plus Double Cable Terminations (with RSTI-58) | 3 pcs/set | Enables double cable entry per phase in spacious Aegis cable compartment | 32
184 | TE Raychem | Cable Bushings & Connectors | TE Raychem RSTI-CC-58 Screened Coupling Connector 800A with DIN Al Compression Lug (120 mm² (12kV)) | RSTI-CC-58 (120 mm² (12kV) Al) | Cross Section: 120 mm² (12kV) | Current: 800A | Voltage: Up to 24kV | Conductor: Aluminum (Al) | Application: Double Cable Coupling | Coupling Connector | Stocked | RSTI-CC-5815 |  | Upon request |  | TE Raychem RSTI-CC | Connects onto rear of RSTI-58 base connector for parallel / double cable termination; Core insulation dia: 12.7 - 23.4 mm; EPDM conductive screen; 800A continuous rating | Aegis Plus Double Cable Terminations (with RSTI-58) | 3 pcs/set | Enables double cable entry per phase in spacious Aegis cable compartment | 32
185 | TE Raychem | Cable Bushings & Connectors | TE Raychem RSTI-CC-58 Screened Coupling Connector 800A with DIN Cu Compression Lug (120 mm² (12kV)) | RSTI-CC-58 (120 mm² (12kV) Cu) | Cross Section: 120 mm² (12kV) | Current: 800A | Voltage: Up to 24kV | Conductor: Copper (Cu) | Application: Double Cable Coupling | Coupling Connector | Stocked | RSTI-CC-5835 |  | Upon request |  | TE Raychem RSTI-CC | Connects onto rear of RSTI-58 base connector for parallel / double cable termination; Core insulation dia: 12.7 - 23.4 mm; EPDM conductive screen; 800A continuous rating | Aegis Plus Double Cable Terminations (with RSTI-58) | 3 pcs/set | Enables double cable entry per phase in spacious Aegis cable compartment | 32
186 | TE Raychem | Cable Bushings & Connectors | TE Raychem RSTI-CC-58 Screened Coupling Connector 800A with DIN Al Compression Lug (120 mm² (24kV)) | RSTI-CC-58 (120 mm² (24kV) Al) | Cross Section: 120 mm² (24kV) | Current: 800A | Voltage: Up to 24kV | Conductor: Aluminum (Al) | Application: Double Cable Coupling | Coupling Connector | Stocked | RSTI-CC-5825 |  | Upon request |  | TE Raychem RSTI-CC | Connects onto rear of RSTI-58 base connector for parallel / double cable termination; Core insulation dia: 21.2 - 34.6 mm; EPDM conductive screen; 800A continuous rating | Aegis Plus Double Cable Terminations (with RSTI-58) | 3 pcs/set | Enables double cable entry per phase in spacious Aegis cable compartment | 32
187 | TE Raychem | Cable Bushings & Connectors | TE Raychem RSTI-CC-58 Screened Coupling Connector 800A with DIN Cu Compression Lug (120 mm² (24kV)) | RSTI-CC-58 (120 mm² (24kV) Cu) | Cross Section: 120 mm² (24kV) | Current: 800A | Voltage: Up to 24kV | Conductor: Copper (Cu) | Application: Double Cable Coupling | Coupling Connector | Stocked | RSTI-CC-5845 |  | Upon request |  | TE Raychem RSTI-CC | Connects onto rear of RSTI-58 base connector for parallel / double cable termination; Core insulation dia: 21.2 - 34.6 mm; EPDM conductive screen; 800A continuous rating | Aegis Plus Double Cable Terminations (with RSTI-58) | 3 pcs/set | Enables double cable entry per phase in spacious Aegis cable compartment | 32
188 | TE Raychem | Cable Bushings & Connectors | TE Raychem RSTI-CC-58 Screened Coupling Connector 800A with DIN Al Compression Lug (150 mm²) | RSTI-CC-58 (150 mm² Al) | Cross Section: 150 mm² | Current: 800A | Voltage: Up to 24kV | Conductor: Aluminum (Al) | Application: Double Cable Coupling | Coupling Connector | Stocked | RSTI-CC-5826 |  | Upon request |  | TE Raychem RSTI-CC | Connects onto rear of RSTI-58 base connector for parallel / double cable termination; Core insulation dia: 21.2 - 34.6 mm; EPDM conductive screen; 800A continuous rating | Aegis Plus Double Cable Terminations (with RSTI-58) | 3 pcs/set | Enables double cable entry per phase in spacious Aegis cable compartment | 32
189 | TE Raychem | Cable Bushings & Connectors | TE Raychem RSTI-CC-58 Screened Coupling Connector 800A with DIN Cu Compression Lug (150 mm²) | RSTI-CC-58 (150 mm² Cu) | Cross Section: 150 mm² | Current: 800A | Voltage: Up to 24kV | Conductor: Copper (Cu) | Application: Double Cable Coupling | Coupling Connector | Stocked | RSTI-CC-5846 |  | Upon request |  | TE Raychem RSTI-CC | Connects onto rear of RSTI-58 base connector for parallel / double cable termination; Core insulation dia: 21.2 - 34.6 mm; EPDM conductive screen; 800A continuous rating | Aegis Plus Double Cable Terminations (with RSTI-58) | 3 pcs/set | Enables double cable entry per phase in spacious Aegis cable compartment | 32
190 | TE Raychem | Cable Bushings & Connectors | TE Raychem RSTI-CC-58 Screened Coupling Connector 800A with DIN Al Compression Lug (185 mm²) | RSTI-CC-58 (185 mm² Al) | Cross Section: 185 mm² | Current: 800A | Voltage: Up to 24kV | Conductor: Aluminum (Al) | Application: Double Cable Coupling | Coupling Connector | Stocked | RSTI-CC-5827 |  | Upon request |  | TE Raychem RSTI-CC | Connects onto rear of RSTI-58 base connector for parallel / double cable termination; Core insulation dia: 21.2 - 34.6 mm; EPDM conductive screen; 800A continuous rating | Aegis Plus Double Cable Terminations (with RSTI-58) | 3 pcs/set | Enables double cable entry per phase in spacious Aegis cable compartment | 32
191 | TE Raychem | Cable Bushings & Connectors | TE Raychem RSTI-CC-58 Screened Coupling Connector 800A with DIN Cu Compression Lug (185 mm²) | RSTI-CC-58 (185 mm² Cu) | Cross Section: 185 mm² | Current: 800A | Voltage: Up to 24kV | Conductor: Copper (Cu) | Application: Double Cable Coupling | Coupling Connector | Stocked | RSTI-CC-5847 |  | Upon request |  | TE Raychem RSTI-CC | Connects onto rear of RSTI-58 base connector for parallel / double cable termination; Core insulation dia: 21.2 - 34.6 mm; EPDM conductive screen; 800A continuous rating | Aegis Plus Double Cable Terminations (with RSTI-58) | 3 pcs/set | Enables double cable entry per phase in spacious Aegis cable compartment | 32
192 | TE Raychem | Cable Bushings & Connectors | TE Raychem RSTI-CC-58 Screened Coupling Connector 800A with DIN Al Compression Lug (240 mm²) | RSTI-CC-58 (240 mm² Al) | Cross Section: 240 mm² | Current: 800A | Voltage: Up to 24kV | Conductor: Aluminum (Al) | Application: Double Cable Coupling | Coupling Connector | Stocked | RSTI-CC-5828 |  | Upon request |  | TE Raychem RSTI-CC | Connects onto rear of RSTI-58 base connector for parallel / double cable termination; Core insulation dia: 21.2 - 34.6 mm; EPDM conductive screen; 800A continuous rating | Aegis Plus Double Cable Terminations (with RSTI-58) | 3 pcs/set | Enables double cable entry per phase in spacious Aegis cable compartment | 32
193 | TE Raychem | Cable Bushings & Connectors | TE Raychem RSTI-CC-58 Screened Coupling Connector 800A with DIN Cu Compression Lug (240 mm²) | RSTI-CC-58 (240 mm² Cu) | Cross Section: 240 mm² | Current: 800A | Voltage: Up to 24kV | Conductor: Copper (Cu) | Application: Double Cable Coupling | Coupling Connector | Stocked | RSTI-CC-5848 |  | Upon request |  | TE Raychem RSTI-CC | Connects onto rear of RSTI-58 base connector for parallel / double cable termination; Core insulation dia: 21.2 - 34.6 mm; EPDM conductive screen; 800A continuous rating | Aegis Plus Double Cable Terminations (with RSTI-58) | 3 pcs/set | Enables double cable entry per phase in spacious Aegis cable compartment | 32
194 | TE Raychem | Cable Bushings & Connectors | TE Raychem RSTI-CC-58 Screened Coupling Connector 800A with DIN Al Compression Lug (300 mm²) | RSTI-CC-58 (300 mm² Al) | Cross Section: 300 mm² | Current: 800A | Voltage: Up to 24kV | Conductor: Aluminum (Al) | Application: Double Cable Coupling | Coupling Connector | Stocked | RSTI-CC-5829 |  | Upon request |  | TE Raychem RSTI-CC | Connects onto rear of RSTI-58 base connector for parallel / double cable termination; Core insulation dia: 21.2 - 34.6 mm; EPDM conductive screen; 800A continuous rating | Aegis Plus Double Cable Terminations (with RSTI-58) | 3 pcs/set | Enables double cable entry per phase in spacious Aegis cable compartment | 32
195 | TE Raychem | Cable Bushings & Connectors | TE Raychem RSTI-CC-58 Screened Coupling Connector 800A with DIN Cu Compression Lug (300 mm²) | RSTI-CC-58 (300 mm² Cu) | Cross Section: 300 mm² | Current: 800A | Voltage: Up to 24kV | Conductor: Copper (Cu) | Application: Double Cable Coupling | Coupling Connector | Stocked | RSTI-CC-5849 |  | Upon request |  | TE Raychem RSTI-CC | Connects onto rear of RSTI-58 base connector for parallel / double cable termination; Core insulation dia: 21.2 - 34.6 mm; EPDM conductive screen; 800A continuous rating | Aegis Plus Double Cable Terminations (with RSTI-58) | 3 pcs/set | Enables double cable entry per phase in spacious Aegis cable compartment | 32
196 | TE Raychem | Cable Bushings & Connectors | TE Raychem RSTI-CC-58 Coupling Connector with Mechanical Shear Bolt Lug (35 - 95 mm² (12kV) / 35 - 70 mm² (24kV)) | RSTI-CC-58 Mech (35 - 95 mm² (12kV) / 35 - 70 mm² (24kV)) | Application Range: 35 - 95 mm² (12kV) / 35 - 70 mm² (24kV) | Current: 800A | Voltage: Up to 24kV | Conductor: Al or Cu Universal | Lug Type: Mechanical Shear Bolt | Coupling Connector | Stocked | RSTI-CC-5851 |  | Upon request |  | TE Raychem RSTI-CC | Core insulation diameter: 12.7 - 23.4 mm; Mechanical shear-bolt connector for Al and Cu conductors; No crimping tool needed; 800A rating | Aegis Plus Double Cable Terminations (with RSTI-58) | 3 pcs/set | Parallel coupling connector for 2nd cable per phase | 32
197 | TE Raychem | Cable Bushings & Connectors | TE Raychem RSTI-CC-58 Coupling Connector with Mechanical Shear Bolt Lug (95 - 120 mm² (12kV)) | RSTI-CC-58 Mech (95 - 120 mm² (12kV)) | Application Range: 95 - 120 mm² (12kV) | Current: 800A | Voltage: Up to 24kV | Conductor: Al or Cu Universal | Lug Type: Mechanical Shear Bolt | Coupling Connector | Stocked | RSTI-CC-5852 |  | Upon request |  | TE Raychem RSTI-CC | Core insulation diameter: 12.7 - 23.4 mm; Mechanical shear-bolt connector for Al and Cu conductors; No crimping tool needed; 800A rating | Aegis Plus Double Cable Terminations (with RSTI-58) | 3 pcs/set | Parallel coupling connector for 2nd cable per phase | 32
198 | TE Raychem | Cable Bushings & Connectors | TE Raychem RSTI-CC-58 Coupling Connector with Mechanical Shear Bolt Lug (95 - 240 mm² (12kV) / 95 - 185 mm² (24kV)) | RSTI-CC-58 Mech (95 - 240 mm² (12kV) / 95 - 185 mm² (24kV)) | Application Range: 95 - 240 mm² (12kV) / 95 - 185 mm² (24kV) | Current: 800A | Voltage: Up to 24kV | Conductor: Al or Cu Universal | Lug Type: Mechanical Shear Bolt | Coupling Connector | Stocked | RSTI-CC-5853 |  | Upon request |  | TE Raychem RSTI-CC | Core insulation diameter: 17.0 - 30.1 mm; Mechanical shear-bolt connector for Al and Cu conductors; No crimping tool needed; 800A rating | Aegis Plus Double Cable Terminations (with RSTI-58) | 3 pcs/set | Parallel coupling connector for 2nd cable per phase | 32
199 | TE Raychem | Cable Bushings & Connectors | TE Raychem RSTI-CC-58 Coupling Connector with Mechanical Shear Bolt Lug (150 - 240 mm² (12kV) / 95 - 240 mm² (24kV)) | RSTI-CC-58 Mech (150 - 240 mm² (12kV) / 95 - 240 mm² (24kV)) | Application Range: 150 - 240 mm² (12kV) / 95 - 240 mm² (24kV) | Current: 800A | Voltage: Up to 24kV | Conductor: Al or Cu Universal | Lug Type: Mechanical Shear Bolt | Coupling Connector | Stocked | RSTI-CC-5854 |  | Upon request |  | TE Raychem RSTI-CC | Core insulation diameter: 21.2 - 34.6 mm; Mechanical shear-bolt connector for Al and Cu conductors; No crimping tool needed; 800A rating | Aegis Plus Double Cable Terminations (with RSTI-58) | 3 pcs/set | Parallel coupling connector for 2nd cable per phase | 32
200 | TE Raychem | Cable Bushings & Connectors | TE Raychem RSTI-CC-58 Coupling Connector with Mechanical Shear Bolt Lug (185 - 300 mm² (12kV & 24kV)) | RSTI-CC-58 Mech (185 - 300 mm² (12kV & 24kV)) | Application Range: 185 - 300 mm² (12kV & 24kV) | Current: 800A | Voltage: Up to 24kV | Conductor: Al or Cu Universal | Lug Type: Mechanical Shear Bolt | Coupling Connector | Stocked | RSTI-CC-5855 |  | Upon request |  | TE Raychem RSTI-CC | Core insulation diameter: 21.2 - 34.6 mm; Mechanical shear-bolt connector for Al and Cu conductors; No crimping tool needed; 800A rating | Aegis Plus Double Cable Terminations (with RSTI-58) | 3 pcs/set | Parallel coupling connector for 2nd cable per phase | 32
201 | TE Raychem | Cable Bushings & Connectors | TE Raychem RSTI-CC-58 Coupling Connector with Mechanical Shear Bolt Lug (240 - 400 mm² (12kV)) | RSTI-CC-58 Mech (240 - 400 mm² (12kV)) | Application Range: 240 - 400 mm² (12kV) | Current: 800A | Voltage: Up to 24kV | Conductor: Al or Cu Universal | Lug Type: Mechanical Shear Bolt | Coupling Connector | Stocked | RSTI-CC-5856 |  | Upon request |  | TE Raychem RSTI-CC | Core insulation diameter: 21.2 - 34.6 mm; Mechanical shear-bolt connector for Al and Cu conductors; No crimping tool needed; 800A rating | Aegis Plus Double Cable Terminations (with RSTI-58) | 3 pcs/set | Parallel coupling connector for 2nd cable per phase | 32
202 | TE Raychem | Cable Bushing Boots | TE Raychem RCAB Elastomeric Insulating Bushing Boot (Bushing Dia 31-45mm) | TE Raychem RCAB 4110 | Bushing Dia: 31-45mm | Cable: 35-400 mm² | Voltage: 17.5kV | BIL: 95kV | Collar Size: No.1 | Bushing Boot | Stocked | RCAB 4110 |  | Upon request |  | TE Raychem Boot Series | Voltage rating: up to 17.5kV; Basic impulse level (BIL): 95kV; Bushing types: DIN, CENELEC, ANSI 400/630A; Tool-free installation (RCAB) or flame/hot-air heat-shrink (RSRB); Protection against flashover & moisture | Aegis Plus Cable Bushings & Terminations | 3 pcs/set | Provides insulating barrier between bushings and cable lugs | 33
203 | TE Raychem | Cable Bushing Boots | TE Raychem RCAB Elastomeric Insulating Bushing Boot (Bushing Dia 46-70mm) | TE Raychem RCAB 4120 | Bushing Dia: 46-70mm | Cable: 35-400 mm² | Voltage: 17.5kV | BIL: 95kV | Rating: 400/630A | Bushing Boot | Stocked | RCAB 4120 |  | Upon request |  | TE Raychem Boot Series | Voltage rating: up to 17.5kV; Basic impulse level (BIL): 95kV; Bushing types: DIN, CENELEC, ANSI 400/630A; Tool-free installation (RCAB) or flame/hot-air heat-shrink (RSRB); Protection against flashover & moisture | Aegis Plus Cable Bushings & Terminations | 3 pcs/set | Provides insulating barrier between bushings and cable lugs | 33
204 | TE Raychem | Cable Bushing Boots | TE Raychem RSRB Heat Shrink Insulating Bushing Boot Right Angle Long (10-35 mm²) | TE Raychem RSRB-4042 | Cable: 10-35 mm² | Voltage: Up to 17.5kV | Profile: Right Angle Long | Heat Shrink Polyolefin | Moisture Proof | Bushing Boot | Stocked | RSRB-4042 |  | Upon request |  | TE Raychem Boot Series | Voltage rating: up to 17.5kV; Basic impulse level (BIL): 95kV; Bushing types: DIN, CENELEC, ANSI 400/630A; Tool-free installation (RCAB) or flame/hot-air heat-shrink (RSRB); Protection against flashover & moisture | Aegis Plus Cable Bushings & Terminations | 3 pcs/set | Provides insulating barrier between bushings and cable lugs | 33
205 | TE Raychem | Cable Bushing Boots | TE Raychem RSRB Heat Shrink Insulating Bushing Boot Right Angle Long (50-95 mm²) | TE Raychem RSRB-4044 | Cable: 50-95 mm² | Voltage: Up to 17.5kV | Profile: Right Angle Long | Heat Shrink Polyolefin | Moisture Proof | Bushing Boot | Stocked | RSRB-4044 |  | Upon request |  | TE Raychem Boot Series | Voltage rating: up to 17.5kV; Basic impulse level (BIL): 95kV; Bushing types: DIN, CENELEC, ANSI 400/630A; Tool-free installation (RCAB) or flame/hot-air heat-shrink (RSRB); Protection against flashover & moisture | Aegis Plus Cable Bushings & Terminations | 3 pcs/set | Provides insulating barrier between bushings and cable lugs | 33
206 | TE Raychem | Cable Bushing Boots | TE Raychem RSRB Heat Shrink Insulating Bushing Boot Right Angle Long (120-300 mm²) | TE Raychem RSRB-4046 | Cable: 120-300 mm² | Voltage: Up to 17.5kV | Profile: Right Angle Long | Heat Shrink Polyolefin | Moisture Proof | Bushing Boot | Stocked | RSRB-4046 |  | Upon request |  | TE Raychem Boot Series | Voltage rating: up to 17.5kV; Basic impulse level (BIL): 95kV; Bushing types: DIN, CENELEC, ANSI 400/630A; Tool-free installation (RCAB) or flame/hot-air heat-shrink (RSRB); Protection against flashover & moisture | Aegis Plus Cable Bushings & Terminations | 3 pcs/set | Provides insulating barrier between bushings and cable lugs | 33
207 | TE Raychem | Cable Bushing Boots | TE Raychem RSRB Heat Shrink Insulating Bushing Boot Right Angle Short (10-35 mm²) | TE Raychem RSRB-4062 | Cable: 10-35 mm² | Voltage: Up to 17.5kV | Profile: Right Angle Short | Heat Shrink Polyolefin | Compact Profile | Bushing Boot | Stocked | RSRB-4062 |  | Upon request |  | TE Raychem Boot Series | Voltage rating: up to 17.5kV; Basic impulse level (BIL): 95kV; Bushing types: DIN, CENELEC, ANSI 400/630A; Tool-free installation (RCAB) or flame/hot-air heat-shrink (RSRB); Protection against flashover & moisture | Aegis Plus Cable Bushings & Terminations | 3 pcs/set | Provides insulating barrier between bushings and cable lugs | 33
208 | TE Raychem | Cable Bushing Boots | TE Raychem RSRB Heat Shrink Insulating Bushing Boot Right Angle Short (50-95 mm²) | TE Raychem RSRB-4064 | Cable: 50-95 mm² | Voltage: Up to 17.5kV | Profile: Right Angle Short | Heat Shrink Polyolefin | Compact Profile | Bushing Boot | Stocked | RSRB-4064 |  | Upon request |  | TE Raychem Boot Series | Voltage rating: up to 17.5kV; Basic impulse level (BIL): 95kV; Bushing types: DIN, CENELEC, ANSI 400/630A; Tool-free installation (RCAB) or flame/hot-air heat-shrink (RSRB); Protection against flashover & moisture | Aegis Plus Cable Bushings & Terminations | 3 pcs/set | Provides insulating barrier between bushings and cable lugs | 33
209 | TE Raychem | Cable Bushing Boots | TE Raychem RSRB Heat Shrink Insulating Bushing Boot Right Angle Short (120-300 mm²) | TE Raychem RSRB-4066 | Cable: 120-300 mm² | Voltage: Up to 17.5kV | Profile: Right Angle Short | Heat Shrink Polyolefin | Compact Profile | Bushing Boot | Stocked | RSRB-4066 |  | Upon request |  | TE Raychem Boot Series | Voltage rating: up to 17.5kV; Basic impulse level (BIL): 95kV; Bushing types: DIN, CENELEC, ANSI 400/630A; Tool-free installation (RCAB) or flame/hot-air heat-shrink (RSRB); Protection against flashover & moisture | Aegis Plus Cable Bushings & Terminations | 3 pcs/set | Provides insulating barrier between bushings and cable lugs | 33
210 | TE Raychem | Surge Arresters | TE Raychem Screened Separable Surge Arrester 6.0kV 5kA (Single Connection) | Surge Arrester 6.0kV | Voltage Class: 6.0kV | Rated Voltage Ur: 7.5kV | Discharge Current In: 5kA | Connection: Single Connection | Length: 285.0mm | Surge Arrester | Stocked | RSTI-58A0605 |  | Upon request |  | TE Raychem RSTI-SA | Operating duty high current impulse 4/10 µs: 65kA; Short circuit current: 16kA; Long duration impulse (1ms): 75A; Weight: 2.4 kg/pc; Direct connection onto DIN Type C bushings | Aegis Plus DIN 400 Type C Bushings | 3 pcs/set | Overvoltage protection against lightning and switching surges in MV cable networks | 34
211 | TE Raychem | Surge Arresters | TE Raychem Screened Separable Surge Arrester 12.0kV 5kA (Single Connection) | Surge Arrester 12.0kV | Voltage Class: 12.0kV | Rated Voltage Ur: 15.0kV | Discharge Current In: 5kA | Connection: Single Connection | Length: 285.0mm | Surge Arrester | Stocked | RSTI-58SA1205 |  | Upon request |  | TE Raychem RSTI-SA | Operating duty high current impulse 4/10 µs: 65kA; Short circuit current: 16kA; Long duration impulse (1ms): 75A; Weight: 2.7 kg/pc; Direct connection onto DIN Type C bushings | Aegis Plus DIN 400 Type C Bushings | 3 pcs/set | Overvoltage protection against lightning and switching surges in MV cable networks | 34
212 | TE Raychem | Surge Arresters | TE Raychem Screened Separable Surge Arrester 18.0kV 5kA (Single Connection) | Surge Arrester 18.0kV | Voltage Class: 18.0kV | Rated Voltage Ur: 22.5kV | Discharge Current In: 5kA | Connection: Single Connection | Length: 400.0mm | Surge Arrester | Stocked | RSTI-58A1805 |  | Upon request |  | TE Raychem RSTI-SA | Operating duty high current impulse 4/10 µs: 65kA; Short circuit current: 16kA; Long duration impulse (1ms): 75A; Weight: 3.0 kg/pc; Direct connection onto DIN Type C bushings | Aegis Plus DIN 400 Type C Bushings | 3 pcs/set | Overvoltage protection against lightning and switching surges in MV cable networks | 34
213 | TE Raychem | Surge Arresters | TE Raychem Screened Separable Surge Arrester 24.0kV 5kA (Single Connection) | Surge Arrester 24.0kV | Voltage Class: 24.0kV | Rated Voltage Ur: 30.0kV | Discharge Current In: 5kA | Connection: Single Connection | Length: 400.0mm | Surge Arrester | Stocked | RSTI-58SA2405 |  | Upon request |  | TE Raychem RSTI-SA | Operating duty high current impulse 4/10 µs: 65kA; Short circuit current: 16kA; Long duration impulse (1ms): 75A; Weight: 3.3 kg/pc; Direct connection onto DIN Type C bushings | Aegis Plus DIN 400 Type C Bushings | 3 pcs/set | Overvoltage protection against lightning and switching surges in MV cable networks | 34
214 | TE Raychem | Surge Arresters | TE Raychem Screened Separable Surge Arrester 6.0kV 5kA (Parallel Connection) | Surge Arrester 6.0kV | Voltage Class: 6.0kV | Rated Voltage Ur: 7.5kV | Discharge Current In: 5kA | Connection: Parallel Coupling | Length: 285.0mm | Surge Arrester | Stocked | RSTI-CC-58SA0605 |  | Upon request |  | TE Raychem RSTI-SA | Operating duty high current impulse 4/10 µs: 65kA; Short circuit current: 16kA; Long duration impulse (1ms): 75A; Weight: 2.5 kg/pc; Direct connection onto DIN Type C bushings | Aegis Plus DIN 400 Type C Bushings | 3 pcs/set | Overvoltage protection against lightning and switching surges in MV cable networks | 34
215 | TE Raychem | Surge Arresters | TE Raychem Screened Separable Surge Arrester 12.0kV 5kA (Parallel Connection) | Surge Arrester 12.0kV | Voltage Class: 12.0kV | Rated Voltage Ur: 15.0kV | Discharge Current In: 5kA | Connection: Parallel Coupling | Length: 285.0mm | Surge Arrester | Stocked | RSTI-CC-58SA1205 |  | Upon request |  | TE Raychem RSTI-SA | Operating duty high current impulse 4/10 µs: 65kA; Short circuit current: 16kA; Long duration impulse (1ms): 75A; Weight: 2.8 kg/pc; Direct connection onto DIN Type C bushings | Aegis Plus DIN 400 Type C Bushings | 3 pcs/set | Overvoltage protection against lightning and switching surges in MV cable networks | 34
216 | TE Raychem | Surge Arresters | TE Raychem Screened Separable Surge Arrester 18.0kV 5kA (Parallel Connection) | Surge Arrester 18.0kV | Voltage Class: 18.0kV | Rated Voltage Ur: 22.5kV | Discharge Current In: 5kA | Connection: Parallel Coupling | Length: 400.0mm | Surge Arrester | Stocked | RSTI-CC-58A1805 |  | Upon request |  | TE Raychem RSTI-SA | Operating duty high current impulse 4/10 µs: 65kA; Short circuit current: 16kA; Long duration impulse (1ms): 75A; Weight: 3.1 kg/pc; Direct connection onto DIN Type C bushings | Aegis Plus DIN 400 Type C Bushings | 3 pcs/set | Overvoltage protection against lightning and switching surges in MV cable networks | 34
217 | TE Raychem | Surge Arresters | TE Raychem Screened Separable Surge Arrester 24.0kV 5kA (Parallel Connection) | Surge Arrester 24.0kV | Voltage Class: 24.0kV | Rated Voltage Ur: 30.0kV | Discharge Current In: 5kA | Connection: Parallel Coupling | Length: 400.0mm | Surge Arrester | Stocked | RSTI-CC-58SA2405 |  | Upon request |  | TE Raychem RSTI-SA | Operating duty high current impulse 4/10 µs: 65kA; Short circuit current: 16kA; Long duration impulse (1ms): 75A; Weight: 3.4 kg/pc; Direct connection onto DIN Type C bushings | Aegis Plus DIN 400 Type C Bushings | 3 pcs/set | Overvoltage protection against lightning and switching surges in MV cable networks | 34
218 | Lucy Electric | Actuators & Shunt Trips | Motor Actuator 24V DC for Remote Operation of Switches & Breakers | Lucy Electric ACT-24VDC | Voltage: 24V DC | Operation: Motorised | Application: LBS & VCB | Control: RTU / Local | Retrofit / Factory Fitted | Mechanism Accessory | Stocked | ACT-24VDC |  | Upon request |  | Aegis Plus Auxiliaries | Motor Actuator 24V DC for Remote Operation of Switches & Breakers. Operating temperature: -30°C to +70°C; Padlock facility: 8.5mm hole; Fully interlocked with main mechanism | Aegis Plus Switching and Breaker Modules | 1 | Enhances automation, safety, remote control and monitoring | 29
219 | Lucy Electric | Actuators & Shunt Trips | Factory Pre-Wiring Harness for Future Motorisation Retrofit | Lucy Electric ACT-WIRING | Harness: Multi-core | Function: Pre-Wired | Location: Mechanism Housing | Application: L, V, C | Factory Fitted | Mechanism Accessory | Stocked | ACT-WIRING |  | Upon request |  | Aegis Plus Auxiliaries | Factory Pre-Wiring Harness for Future Motorisation Retrofit. Operating temperature: -30°C to +70°C; Padlock facility: 8.5mm hole; Fully interlocked with main mechanism | Aegis Plus Switching and Breaker Modules | 1 | Enhances automation, safety, remote control and monitoring | 15
220 | Lucy Electric | Actuators & Shunt Trips | Shunt Trip Coil 12V DC for Circuit Breaker Tripping | Lucy Electric SHUNT-12VDC | Voltage: 12V DC | Type: Magnetic Coil | Tripping: Breaker Trip | Standard Response | Internal Mount | Mechanism Accessory | Stocked | SHUNT-12VDC |  | Upon request |  | Aegis Plus Auxiliaries | Shunt Trip Coil 12V DC for Circuit Breaker Tripping. Operating temperature: -30°C to +70°C; Padlock facility: 8.5mm hole; Fully interlocked with main mechanism | Aegis Plus Switching and Breaker Modules | 1 | Enhances automation, safety, remote control and monitoring | 29
221 | Lucy Electric | Actuators & Shunt Trips | Shunt Trip Coil 24V DC for Circuit Breaker Tripping | Lucy Electric SHUNT-24VDC | Voltage: 24V DC | Type: Magnetic Coil | Tripping: Breaker Trip | Standard Response | Internal Mount | Mechanism Accessory | Stocked | SHUNT-24VDC |  | Upon request |  | Aegis Plus Auxiliaries | Shunt Trip Coil 24V DC for Circuit Breaker Tripping. Operating temperature: -30°C to +70°C; Padlock facility: 8.5mm hole; Fully interlocked with main mechanism | Aegis Plus Switching and Breaker Modules | 1 | Enhances automation, safety, remote control and monitoring | 29
222 | Lucy Electric | Actuators & Shunt Trips | Shunt Trip Coil 48V DC for Circuit Breaker Tripping | Lucy Electric SHUNT-48VDC | Voltage: 48V DC | Type: Magnetic Coil | Tripping: Breaker Trip | Standard Response | Internal Mount | Mechanism Accessory | Stocked | SHUNT-48VDC |  | Upon request |  | Aegis Plus Auxiliaries | Shunt Trip Coil 48V DC for Circuit Breaker Tripping. Operating temperature: -30°C to +70°C; Padlock facility: 8.5mm hole; Fully interlocked with main mechanism | Aegis Plus Switching and Breaker Modules | 1 | Enhances automation, safety, remote control and monitoring | 29
223 | Lucy Electric | Actuators & Shunt Trips | Shunt Trip Coil 110V DC for Circuit Breaker Tripping | Lucy Electric SHUNT-110VDC | Voltage: 110V DC | Type: Magnetic Coil | Tripping: Breaker Trip | Standard Response | Internal Mount | Mechanism Accessory | Stocked | SHUNT-110VDC |  | Upon request |  | Aegis Plus Auxiliaries | Shunt Trip Coil 110V DC for Circuit Breaker Tripping. Operating temperature: -30°C to +70°C; Padlock facility: 8.5mm hole; Fully interlocked with main mechanism | Aegis Plus Switching and Breaker Modules | 1 | Enhances automation, safety, remote control and monitoring | 29
224 | Lucy Electric | Actuators & Shunt Trips | Shunt Trip Coil 110V AC for Circuit Breaker Tripping | Lucy Electric SHUNT-110VAC | Voltage: 110V AC | Type: Magnetic Coil | Tripping: Breaker Trip | Standard Response | Internal Mount | Mechanism Accessory | Stocked | SHUNT-110VAC |  | Upon request |  | Aegis Plus Auxiliaries | Shunt Trip Coil 110V AC for Circuit Breaker Tripping. Operating temperature: -30°C to +70°C; Padlock facility: 8.5mm hole; Fully interlocked with main mechanism | Aegis Plus Switching and Breaker Modules | 1 | Enhances automation, safety, remote control and monitoring | 29
225 | Lucy Electric | Actuators & Shunt Trips | Shunt Trip Coil 240V AC for Circuit Breaker Tripping | Lucy Electric SHUNT-240VAC | Voltage: 240V AC | Type: Magnetic Coil | Tripping: Breaker Trip | Standard Response | Internal Mount | Mechanism Accessory | Stocked | SHUNT-240VAC |  | Upon request |  | Aegis Plus Auxiliaries | Shunt Trip Coil 240V AC for Circuit Breaker Tripping. Operating temperature: -30°C to +70°C; Padlock facility: 8.5mm hole; Fully interlocked with main mechanism | Aegis Plus Switching and Breaker Modules | 1 | Enhances automation, safety, remote control and monitoring | 29
226 | Lucy Electric | Actuators & Shunt Trips | Multi-Voltage Shunt Trip Coil (24V DC - 240V AC/DC Wide Range) | Lucy Electric SHUNT-MULTI | Voltage: 24VDC - 240VAC | Type: Wide Voltage Coil | Tripping: Breaker Trip | Universal Input | Internal Mount | Mechanism Accessory | Stocked | SHUNT-MULTI |  | Upon request |  | Aegis Plus Auxiliaries | Multi-Voltage Shunt Trip Coil (24V DC - 240V AC/DC Wide Range). Operating temperature: -30°C to +70°C; Padlock facility: 8.5mm hole; Fully interlocked with main mechanism | Aegis Plus Switching and Breaker Modules | 1 | Enhances automation, safety, remote control and monitoring | 29
227 | Lucy Electric | Actuators & Shunt Trips | Undervoltage Release Coil for Circuit Breaker Protection | Lucy Electric UVR-COIL | Voltage: 110/240V | Type: Undervoltage Drop-out | Safety: Auto-Trip on Loss | Fail-Safe | Internal Mount | Mechanism Accessory | Stocked | UVR-COIL |  | Upon request |  | Aegis Plus Auxiliaries | Undervoltage Release Coil for Circuit Breaker Protection. Operating temperature: -30°C to +70°C; Padlock facility: 8.5mm hole; Fully interlocked with main mechanism | Aegis Plus Switching and Breaker Modules | 1 | Enhances automation, safety, remote control and monitoring | 17
228 | Lucy Electric | Actuators & Shunt Trips | Closing Coil for Remote Closing Operation (C Module Auto-Reclose) | Lucy Electric CLOSING-COIL | Voltage: 24V DC / 110V | Type: Remote Close | Application: C Function | Remote Control | Internal Mount | Mechanism Accessory | Stocked | CLOSING-COIL |  | Upon request |  | Aegis Plus Auxiliaries | Closing Coil for Remote Closing Operation (C Module Auto-Reclose). Operating temperature: -30°C to +70°C; Padlock facility: 8.5mm hole; Fully interlocked with main mechanism | Aegis Plus Switching and Breaker Modules | 1 | Enhances automation, safety, remote control and monitoring | 17
229 | Lucy Electric | Actuators & Shunt Trips | Auxiliary Contact Switch Block 1N/O + 1N/C for Remote Position Indication | Lucy Electric AUX-1NO-1NC | Contacts: 1NO + 1NC | Rating: 10A 240V | Signals: ON/OFF State | Switch / Breaker | Factory Fitted | Mechanism Accessory | Stocked | AUX-1NO-1NC |  | Upon request |  | Aegis Plus Auxiliaries | Auxiliary Contact Switch Block 1N/O + 1N/C for Remote Position Indication. Operating temperature: -30°C to +70°C; Padlock facility: 8.5mm hole; Fully interlocked with main mechanism | Aegis Plus Switching and Breaker Modules | 1 | Enhances automation, safety, remote control and monitoring | 15
230 | Lucy Electric | Actuators & Shunt Trips | Auxiliary Contact Switch Block 2N/O + 2N/C for Remote Position Indication | Lucy Electric AUX-2NO-2NC | Contacts: 2NO + 2NC | Rating: 10A 240V | Signals: ON/OFF State | Switch / Breaker | Factory Fitted | Mechanism Accessory | Stocked | AUX-2NO-2NC |  | Upon request |  | Aegis Plus Auxiliaries | Auxiliary Contact Switch Block 2N/O + 2N/C for Remote Position Indication. Operating temperature: -30°C to +70°C; Padlock facility: 8.5mm hole; Fully interlocked with main mechanism | Aegis Plus Switching and Breaker Modules | 1 | Enhances automation, safety, remote control and monitoring | 15
231 | Lucy Electric | Actuators & Shunt Trips | Remote Low Gas Pressure Alarm Contact Switch 1N/O | Lucy Electric GAS-ALARM-1NO | Contact: 1N/O | Threshold: 0.01 MPa | Medium: SF6 Pressure | Safety: Tele-Alarm | Tank Mounted | Mechanism Accessory | Stocked | GAS-ALARM-1NO |  | Upon request |  | Aegis Plus Auxiliaries | Remote Low Gas Pressure Alarm Contact Switch 1N/O. Operating temperature: -30°C to +70°C; Padlock facility: 8.5mm hole; Fully interlocked with main mechanism | Aegis Plus Switching and Breaker Modules | 1 | Enhances automation, safety, remote control and monitoring | 8
232 | Lucy Electric | Actuators & Shunt Trips | Temperature Compensated SF6 Gas Pressure Gauge with Red/Green Sectors | Lucy Electric GAS-GAUGE-TC | Type: Temp-Compensated | Scale: Red/Green Sector | Pressure: 0.03 MPa Normal | Direct Reading | Tank Mounted | Mechanism Accessory | Stocked | GAS-GAUGE-TC |  | Upon request |  | Aegis Plus Auxiliaries | Temperature Compensated SF6 Gas Pressure Gauge with Red/Green Sectors. Operating temperature: -30°C to +70°C; Padlock facility: 8.5mm hole; Fully interlocked with main mechanism | Aegis Plus Switching and Breaker Modules | 1 | Enhances automation, safety, remote control and monitoring | 8
233 | Lucy Electric | Actuators & Shunt Trips | Mechanical Operations Counter for Switch / Breaker Mechanism | Lucy Electric OP-COUNTER | Display: 5-Digit | Type: Mechanical Stepper | Tracks: Operations Count | Maintenance Record | Fascia Mounted | Mechanism Accessory | Stocked | OP-COUNTER |  | Upon request |  | Aegis Plus Auxiliaries | Mechanical Operations Counter for Switch / Breaker Mechanism. Operating temperature: -30°C to +70°C; Padlock facility: 8.5mm hole; Fully interlocked with main mechanism | Aegis Plus Switching and Breaker Modules | 1 | Enhances automation, safety, remote control and monitoring | 15
234 | Lucy Electric | Actuators & Shunt Trips | Anti-Pumping Relay for Circuit Breaker C Module | Lucy Electric RELAY-ANTI-PUMP | Function: Anti-Pumping | Prevents: Reclose Chattering | Application: Auto-Reclose | Safety Interlock | Mechanism Housing | Mechanism Accessory | Stocked | RELAY-ANTI-PUMP |  | Upon request |  | Aegis Plus Auxiliaries | Anti-Pumping Relay for Circuit Breaker C Module. Operating temperature: -30°C to +70°C; Padlock facility: 8.5mm hole; Fully interlocked with main mechanism | Aegis Plus Switching and Breaker Modules | 1 | Enhances automation, safety, remote control and monitoring | 17
235 | Castell / Ronis | Actuators & Shunt Trips | Mechanical Key Interlock Assembly (Castell / Ronis Keys) | Castell / Ronis KEY-INTERLOCK | Type: Key Interlock | Brand: Castell / Ronis | Safety: Trapped Key | Padlockable 8.5mm | Mechanism Collar | Mechanism Accessory | Stocked | KEY-INTERLOCK |  | Upon request |  | Aegis Plus Auxiliaries | Mechanical Key Interlock Assembly (Castell / Ronis Keys). Operating temperature: -30°C to +70°C; Padlock facility: 8.5mm hole; Fully interlocked with main mechanism | Aegis Plus Switching and Breaker Modules | 1 | Enhances automation, safety, remote control and monitoring | 8
236 | Lucy Electric | Actuators & Shunt Trips | Integrated Front Cable Earth and Test (E&T) Facility with Star Bar | Lucy Electric ET-FACILITY | Access: Front Fascia | Testing: Cable Insulation/Faults | Interlocked: Earth ON Only | Star Bar: Removable | Integral Unit | Mechanism Accessory | Stocked | ET-FACILITY |  | Upon request |  | Aegis Plus Auxiliaries | Integrated Front Cable Earth and Test (E&T) Facility with Star Bar. Operating temperature: -30°C to +70°C; Padlock facility: 8.5mm hole; Fully interlocked with main mechanism | Aegis Plus Switching and Breaker Modules | 1 | Enhances automation, safety, remote control and monitoring | 8
237 | Lucy Electric | Actuators & Shunt Trips | Secondary Injection Test Terminal Facility for Protection Relays & TLF | Lucy Electric SEC-INJECTION | Testing: Relay & TLF | Input: Secondary CT Loop | Commissioning Aid | Terminal Box Located | LV Compartment | Mechanism Accessory | Stocked | SEC-INJECTION |  | Upon request |  | Aegis Plus Auxiliaries | Secondary Injection Test Terminal Facility for Protection Relays & TLF. Operating temperature: -30°C to +70°C; Padlock facility: 8.5mm hole; Fully interlocked with main mechanism | Aegis Plus Switching and Breaker Modules | 1 | Enhances automation, safety, remote control and monitoring | 29
238 | Lucy Electric | Enclosure & Venting Accessories | Cable Compartment Enclosure 450mm Cable Bushing Height (Overall Unit H: 1280mm) | Enclosure CC-450MM | Height: 450mm | Unit H: 1280mm | Cable: Standard | Interlocked Cover | Zinc Coated Steel | Enclosure Option | Stocked | CC-450MM |  | Upon request |  | Aegis Plus Enclosure | Cable Compartment Enclosure 450mm Cable Bushing Height (Overall Unit H: 1280mm). Electro-statically applied oven cured paint; Zinc coated steel housing; Suitable for harsh environmental conditions and pollution resistance | Aegis Plus Ring Main Units (All Configurations) | 1 | Tailors switchgear to site dimensions, cable sizes, and civil trench requirements | 43
239 | Lucy Electric | Enclosure & Venting Accessories | Cable Compartment Enclosure 600mm Cable Bushing Height (Overall Unit H: 1430mm) | Enclosure CC-600MM | Height: 600mm | Unit H: 1430mm | Cable: Extended Space | Interlocked Cover | Zinc Coated Steel | Enclosure Option | Stocked | CC-600MM |  | Upon request |  | Aegis Plus Enclosure | Cable Compartment Enclosure 600mm Cable Bushing Height (Overall Unit H: 1430mm). Electro-statically applied oven cured paint; Zinc coated steel housing; Suitable for harsh environmental conditions and pollution resistance | Aegis Plus Ring Main Units (All Configurations) | 1 | Tailors switchgear to site dimensions, cable sizes, and civil trench requirements | 43
240 | Lucy Electric | Enclosure & Venting Accessories | Cable Compartment Enclosure 750mm Cable Bushing Height (Overall Unit H: 1580mm) | Enclosure CC-750MM | Height: 750mm | Unit H: 1580mm | Cable: Extra Deep Entry | Interlocked Cover | Zinc Coated Steel | Enclosure Option | Stocked | CC-750MM |  | Upon request |  | Aegis Plus Enclosure | Cable Compartment Enclosure 750mm Cable Bushing Height (Overall Unit H: 1580mm). Electro-statically applied oven cured paint; Zinc coated steel housing; Suitable for harsh environmental conditions and pollution resistance | Aegis Plus Ring Main Units (All Configurations) | 1 | Tailors switchgear to site dimensions, cable sizes, and civil trench requirements | 43
241 | Lucy Electric | Enclosure & Venting Accessories | IP54 Outdoor Enclosure Conversion Retrofit Door Kit (Converts IP41 to IP54) | Enclosure KIT-IP54-OUTDOOR | Ingress: IP54 | Design: Dual Retrofit Doors | No Added Spatial Footprint | Weatherproof | UV / Corrosion Cured | Enclosure Option | Stocked | KIT-IP54-OUTDOOR |  | Upon request |  | Aegis Plus Enclosure | IP54 Outdoor Enclosure Conversion Retrofit Door Kit (Converts IP41 to IP54). Electro-statically applied oven cured paint; Zinc coated steel housing; Suitable for harsh environmental conditions and pollution resistance | Aegis Plus Ring Main Units (All Configurations) | 1 | Tailors switchgear to site dimensions, cable sizes, and civil trench requirements | 10
242 | Lucy Electric | Enclosure & Venting Accessories | Internal Arc Protection Kit - AF Front Operator Safety (Rear Venting Plate) | Enclosure IAC-AF-VENT | IAC: AF | Current: 20kA 1s | Venting: Rear Sacrificial Plate | Protection: Operator Front | SF6 Tank & Cable Box | Enclosure Option | Stocked | IAC-AF-VENT |  | Upon request |  | Aegis Plus Enclosure | Internal Arc Protection Kit - AF Front Operator Safety (Rear Venting Plate). Electro-statically applied oven cured paint; Zinc coated steel housing; Suitable for harsh environmental conditions and pollution resistance | Aegis Plus Ring Main Units (All Configurations) | 1 | Tailors switchgear to site dimensions, cable sizes, and civil trench requirements | 35
243 | Lucy Electric | Enclosure & Venting Accessories | Internal Arc Protection Kit - AFL Front & Lateral Safety (Rear Venting) | Enclosure IAC-AFL-VENT | IAC: AFL | Current: 20kA 1s | Venting: Rear Venting | Protection: Front & Lateral | SF6 Tank & Cable Box | Enclosure Option | Stocked | IAC-AFL-VENT |  | Upon request |  | Aegis Plus Enclosure | Internal Arc Protection Kit - AFL Front & Lateral Safety (Rear Venting). Electro-statically applied oven cured paint; Zinc coated steel housing; Suitable for harsh environmental conditions and pollution resistance | Aegis Plus Ring Main Units (All Configurations) | 1 | Tailors switchgear to site dimensions, cable sizes, and civil trench requirements | 35
244 | Lucy Electric | Enclosure & Venting Accessories | Internal Arc Protection Kit - AFLR Full Perimeter Safety (Cable Trench Venting) | Enclosure IAC-AFLR-TRENCH | IAC: AFLR | Current: 20kA 1s | Venting: Downward Trench | Protection: Front/Side/Rear | Substation Trench | Enclosure Option | Stocked | IAC-AFLR-TRENCH |  | Upon request |  | Aegis Plus Enclosure | Internal Arc Protection Kit - AFLR Full Perimeter Safety (Cable Trench Venting). Electro-statically applied oven cured paint; Zinc coated steel housing; Suitable for harsh environmental conditions and pollution resistance | Aegis Plus Ring Main Units (All Configurations) | 1 | Tailors switchgear to site dimensions, cable sizes, and civil trench requirements | 35
245 | Lucy Electric | Enclosure & Venting Accessories | Internal Arc Protection Kit - AFLR Full Perimeter Safety (Upward Chimney Venting) | Enclosure IAC-AFLR-CHIMNEY | IAC: AFLR | Current: 20kA 1s | Venting: Upward Chimney | Protection: Front/Side/Rear | Dedicated Exhaust Duct | Enclosure Option | Stocked | IAC-AFLR-CHIMNEY |  | Upon request |  | Aegis Plus Enclosure | Internal Arc Protection Kit - AFLR Full Perimeter Safety (Upward Chimney Venting). Electro-statically applied oven cured paint; Zinc coated steel housing; Suitable for harsh environmental conditions and pollution resistance | Aegis Plus Ring Main Units (All Configurations) | 1 | Tailors switchgear to site dimensions, cable sizes, and civil trench requirements | 35
246 | Lucy Electric | Enclosure & Venting Accessories | Metal Cable Clamps and Glands Kit for Single Core Polymeric Cables (up to 300 mm²) | Enclosure CLAMP-METAL-1C | Cable: 1-Core | Size: Up to 300 mm² | Material: Metal / Brass | Earthing: Earth Stud Included | Complete Set | Enclosure Option | Stocked | CLAMP-METAL-1C |  | Upon request |  | Aegis Plus Enclosure | Metal Cable Clamps and Glands Kit for Single Core Polymeric Cables (up to 300 mm²). Electro-statically applied oven cured paint; Zinc coated steel housing; Suitable for harsh environmental conditions and pollution resistance | Aegis Plus Ring Main Units (All Configurations) | 1 | Tailors switchgear to site dimensions, cable sizes, and civil trench requirements | 30
247 | Lucy Electric | Enclosure & Venting Accessories | Metal Cable Clamps and Glands Kit for Three Core Polymeric Cables (up to 500 mm²) | Enclosure CLAMP-METAL-3C | Cable: 3-Core | Size: Up to 500 mm² | Material: Metal / Brass | Earthing: Earth Stud Included | Complete Set | Enclosure Option | Stocked | CLAMP-METAL-3C |  | Upon request |  | Aegis Plus Enclosure | Metal Cable Clamps and Glands Kit for Three Core Polymeric Cables (up to 500 mm²). Electro-statically applied oven cured paint; Zinc coated steel housing; Suitable for harsh environmental conditions and pollution resistance | Aegis Plus Ring Main Units (All Configurations) | 1 | Tailors switchgear to site dimensions, cable sizes, and civil trench requirements | 30
248 | Lucy Electric | Enclosure & Venting Accessories | Plastic Insulated Cable Clamps Kit for Single Core Polymeric Cables | Enclosure CLAMP-PLASTIC-1C | Cable: 1-Core | Size: Up to 300 mm² | Material: High-Grade Polymer | Non-Magnetic | Complete Set | Enclosure Option | Stocked | CLAMP-PLASTIC-1C |  | Upon request |  | Aegis Plus Enclosure | Plastic Insulated Cable Clamps Kit for Single Core Polymeric Cables. Electro-statically applied oven cured paint; Zinc coated steel housing; Suitable for harsh environmental conditions and pollution resistance | Aegis Plus Ring Main Units (All Configurations) | 1 | Tailors switchgear to site dimensions, cable sizes, and civil trench requirements | 45
249 | Lucy Electric | Enclosure & Venting Accessories | Plastic Insulated Cable Clamps Kit for Three Core Polymeric Cables | Enclosure CLAMP-PLASTIC-3C | Cable: 3-Core | Size: Up to 500 mm² | Material: High-Grade Polymer | Non-Magnetic | Complete Set | Enclosure Option | Stocked | CLAMP-PLASTIC-3C |  | Upon request |  | Aegis Plus Enclosure | Plastic Insulated Cable Clamps Kit for Three Core Polymeric Cables. Electro-statically applied oven cured paint; Zinc coated steel housing; Suitable for harsh environmental conditions and pollution resistance | Aegis Plus Ring Main Units (All Configurations) | 1 | Tailors switchgear to site dimensions, cable sizes, and civil trench requirements | 45

## E-Commerce & Catalogue Schema
Lucy Electric Aegis Plus - E-Commerce & Product Master Data
Clean, normalized tabular data ready for ERP, E-Commerce, PIM import, and parametric filtering.
Category | Subcategory | Product Family | Product Code / SKU | Product Name | Description | Voltage Rating (kV) | Current Rating (A) | Breaking / Withstand Capacity (kA) | Dimensions (W x D x H mm) | Ingress Protection (IP) | Technical Specifications | Currency | List Price | Discount (%) | Net Price | Price Status | Availability / Lead Time Details | Installation / Mounting Type | Standards / Compliance | Catalogue Page Reference
Ring Main Unit (RMU) | Non-Extensible Secondary Switchgear | Aegis Plus | AGP-NE-LLF-12kV-IP41 | Aegis Plus LLF 12kV IP41 | 3-Function Ring Main Unit (2x 630A Load Break Switches + 1x 200A Switch Fuse) | 12kV | 630A | 21kA 3s | 1050 x 785 x 1430 mm | IP41 (Indoor) | Dimensions: 1050 x 785 x 1430 mm; Hermetically sealed SF6 stainless steel tank IP67; Peak withstand: 52.5kA; Lightning impulse: 75/125kV; Power freq: 28/50kV; Internal arc: IAC AF/AFL/AFLR 20kA 1s; DIN 400 Type C bushings; Bushing height: 450/600/750mm; Operating pressure: 0.03 MPa | USD / Upon Request | Upon request |  |  | Upon request | Manufactured to order (6-12 weeks) | Floor Ground / Substation Plinth | IEC 62271-100, IEC 62271-102, IEC 62271-103, IEC 62271-200 | Page 10
Ring Main Unit (RMU) | Non-Extensible Secondary Switchgear | Aegis Plus | AGP-NE-LLF-24kV-IP41 | Aegis Plus LLF 24kV IP41 | 3-Function Ring Main Unit (2x 630A Load Break Switches + 1x 200A Switch Fuse) | 24kV | 630A | 21kA 3s | 1050 x 785 x 1430 mm | IP41 (Indoor) | Dimensions: 1050 x 785 x 1430 mm; Hermetically sealed SF6 stainless steel tank IP67; Peak withstand: 52.5kA; Lightning impulse: 75/125kV; Power freq: 28/50kV; Internal arc: IAC AF/AFL/AFLR 20kA 1s; DIN 400 Type C bushings; Bushing height: 450/600/750mm; Operating pressure: 0.03 MPa | USD / Upon Request | Upon request |  |  | Upon request | Manufactured to order (6-12 weeks) | Floor Ground / Substation Plinth | IEC 62271-100, IEC 62271-102, IEC 62271-103, IEC 62271-200 | Page 10
Ring Main Unit (RMU) | Non-Extensible Secondary Switchgear | Aegis Plus | AGP-NE-LLF-12kV-IP54 | Aegis Plus LLF 12kV IP54 | 3-Function Ring Main Unit (2x 630A Load Break Switches + 1x 200A Switch Fuse) - Outdoor | 12kV | 630A | 21kA 3s | 1050 x 785 x 1440 mm | IP54 (Outdoor) | Dimensions: 1050 x 785 x 1440 mm; Hermetically sealed SF6 stainless steel tank IP67; Peak withstand: 52.5kA; Lightning impulse: 75/125kV; Power freq: 28/50kV; Internal arc: IAC AF/AFL/AFLR 20kA 1s; DIN 400 Type C bushings; Bushing height: 450/600/750mm; Operating pressure: 0.03 MPa | USD / Upon Request | Upon request |  |  | Upon request | Manufactured to order (6-12 weeks) | Floor Ground / Substation Plinth | IEC 62271-100, IEC 62271-102, IEC 62271-103, IEC 62271-200 | Page 10
Ring Main Unit (RMU) | Non-Extensible Secondary Switchgear | Aegis Plus | AGP-NE-LLF-24kV-IP54 | Aegis Plus LLF 24kV IP54 | 3-Function Ring Main Unit (2x 630A Load Break Switches + 1x 200A Switch Fuse) - Outdoor | 24kV | 630A | 21kA 3s | 1050 x 785 x 1440 mm | IP54 (Outdoor) | Dimensions: 1050 x 785 x 1440 mm; Hermetically sealed SF6 stainless steel tank IP67; Peak withstand: 52.5kA; Lightning impulse: 75/125kV; Power freq: 28/50kV; Internal arc: IAC AF/AFL/AFLR 20kA 1s; DIN 400 Type C bushings; Bushing height: 450/600/750mm; Operating pressure: 0.03 MPa | USD / Upon Request | Upon request |  |  | Upon request | Manufactured to order (6-12 weeks) | Floor Ground / Substation Plinth | IEC 62271-100, IEC 62271-102, IEC 62271-103, IEC 62271-200 | Page 10
Ring Main Unit (RMU) | Non-Extensible Secondary Switchgear | Aegis Plus | AGP-NE-LLV-12kV-IP41 | Aegis Plus LLV 12kV IP41 | 3-Function Ring Main Unit (2x 630A Load Break Switches + 1x 630A Vacuum Circuit Breaker) | 12kV | 630A | 21kA 3s | 1050 x 715 x 1430 mm | IP41 (Indoor) | Dimensions: 1050 x 715 x 1430 mm; Hermetically sealed SF6 stainless steel tank IP67; Peak withstand: 52.5kA; Lightning impulse: 75/125kV; Power freq: 28/50kV; Internal arc: IAC AF/AFL/AFLR 20kA 1s; DIN 400 Type C bushings; Bushing height: 450/600/750mm; Operating pressure: 0.03 MPa | USD / Upon Request | Upon request |  |  | Upon request | Manufactured to order (6-12 weeks) | Floor Ground / Substation Plinth | IEC 62271-100, IEC 62271-102, IEC 62271-103, IEC 62271-200 | Page 10
Ring Main Unit (RMU) | Non-Extensible Secondary Switchgear | Aegis Plus | AGP-NE-LLV-17.5kV-IP41 | Aegis Plus LLV 17.5kV IP41 | 3-Function Ring Main Unit (2x 630A Load Break Switches + 1x 630A Vacuum Circuit Breaker) | 17.5kV | 630A | 21kA 3s | 1050 x 715 x 1430 mm | IP41 (Indoor) | Dimensions: 1050 x 715 x 1430 mm; Hermetically sealed SF6 stainless steel tank IP67; Peak withstand: 52.5kA; Lightning impulse: 75/125kV; Power freq: 28/50kV; Internal arc: IAC AF/AFL/AFLR 20kA 1s; DIN 400 Type C bushings; Bushing height: 450/600/750mm; Operating pressure: 0.03 MPa | USD / Upon Request | Upon request |  |  | Upon request | Manufactured to order (6-12 weeks) | Floor Ground / Substation Plinth | IEC 62271-100, IEC 62271-102, IEC 62271-103, IEC 62271-200 | Page 10
Ring Main Unit (RMU) | Non-Extensible Secondary Switchgear | Aegis Plus | AGP-NE-LLV-24kV-IP41 | Aegis Plus LLV 24kV IP41 | 3-Function Ring Main Unit (2x 630A Load Break Switches + 1x 630A Vacuum Circuit Breaker) | 24kV | 630A | 21kA 3s | 1050 x 715 x 1430 mm | IP41 (Indoor) | Dimensions: 1050 x 715 x 1430 mm; Hermetically sealed SF6 stainless steel tank IP67; Peak withstand: 52.5kA; Lightning impulse: 75/125kV; Power freq: 28/50kV; Internal arc: IAC AF/AFL/AFLR 20kA 1s; DIN 400 Type C bushings; Bushing height: 450/600/750mm; Operating pressure: 0.03 MPa | USD / Upon Request | Upon request |  |  | Upon request | Manufactured to order (6-12 weeks) | Floor Ground / Substation Plinth | IEC 62271-100, IEC 62271-102, IEC 62271-103, IEC 62271-200 | Page 10
Ring Main Unit (RMU) | Non-Extensible Secondary Switchgear | Aegis Plus | AGP-NE-LLV-12kV-IP54 | Aegis Plus LLV 12kV IP54 | 3-Function Ring Main Unit (2x 630A Load Break Switches + 1x 630A Vacuum Circuit Breaker) - Outdoor | 12kV | 630A | 21kA 3s | 1050 x 715 x 1440 mm | IP54 (Outdoor) | Dimensions: 1050 x 715 x 1440 mm; Hermetically sealed SF6 stainless steel tank IP67; Peak withstand: 52.5kA; Lightning impulse: 75/125kV; Power freq: 28/50kV; Internal arc: IAC AF/AFL/AFLR 20kA 1s; DIN 400 Type C bushings; Bushing height: 450/600/750mm; Operating pressure: 0.03 MPa | USD / Upon Request | Upon request |  |  | Upon request | Manufactured to order (6-12 weeks) | Floor Ground / Substation Plinth | IEC 62271-100, IEC 62271-102, IEC 62271-103, IEC 62271-200 | Page 10
Ring Main Unit (RMU) | Non-Extensible Secondary Switchgear | Aegis Plus | AGP-NE-LLV-24kV-IP54 | Aegis Plus LLV 24kV IP54 | 3-Function Ring Main Unit (2x 630A Load Break Switches + 1x 630A Vacuum Circuit Breaker) - Outdoor | 24kV | 630A | 21kA 3s | 1050 x 715 x 1440 mm | IP54 (Outdoor) | Dimensions: 1050 x 715 x 1440 mm; Hermetically sealed SF6 stainless steel tank IP67; Peak withstand: 52.5kA; Lightning impulse: 75/125kV; Power freq: 28/50kV; Internal arc: IAC AF/AFL/AFLR 20kA 1s; DIN 400 Type C bushings; Bushing height: 450/600/750mm; Operating pressure: 0.03 MPa | USD / Upon Request | Upon request |  |  | Upon request | Manufactured to order (6-12 weeks) | Floor Ground / Substation Plinth | IEC 62271-100, IEC 62271-102, IEC 62271-103, IEC 62271-200 | Page 10
Ring Main Unit (RMU) | Non-Extensible Secondary Switchgear | Aegis Plus | AGP-NE-LLT-12kV-IP41 | Aegis Plus LLT 12kV IP41 | 3-Function Ring Main Unit (2x 630A Load Break Switches + 1x 250A Vacuum Circuit Breaker) | 12kV | 630A | 21kA 3s | 1050 x 715 x 1430 mm | IP41 (Indoor) | Dimensions: 1050 x 715 x 1430 mm; Hermetically sealed SF6 stainless steel tank IP67; Peak withstand: 52.5kA; Lightning impulse: 75/125kV; Power freq: 28/50kV; Internal arc: IAC AF/AFL/AFLR 20kA 1s; DIN 400 Type C bushings; Bushing height: 450/600/750mm; Operating pressure: 0.03 MPa | USD / Upon Request | Upon request |  |  | Upon request | Manufactured to order (6-12 weeks) | Floor Ground / Substation Plinth | IEC 62271-100, IEC 62271-102, IEC 62271-103, IEC 62271-200 | Page 10
Ring Main Unit (RMU) | Non-Extensible Secondary Switchgear | Aegis Plus | AGP-NE-LLT-24kV-IP41 | Aegis Plus LLT 24kV IP41 | 3-Function Ring Main Unit (2x 630A Load Break Switches + 1x 250A Vacuum Circuit Breaker) | 24kV | 630A | 21kA 3s | 1050 x 715 x 1430 mm | IP41 (Indoor) | Dimensions: 1050 x 715 x 1430 mm; Hermetically sealed SF6 stainless steel tank IP67; Peak withstand: 52.5kA; Lightning impulse: 75/125kV; Power freq: 28/50kV; Internal arc: IAC AF/AFL/AFLR 20kA 1s; DIN 400 Type C bushings; Bushing height: 450/600/750mm; Operating pressure: 0.03 MPa | USD / Upon Request | Upon request |  |  | Upon request | Manufactured to order (6-12 weeks) | Floor Ground / Substation Plinth | IEC 62271-100, IEC 62271-102, IEC 62271-103, IEC 62271-200 | Page 10
Ring Main Unit (RMU) | Non-Extensible Secondary Switchgear | Aegis Plus | AGP-NE-LLC-12kV-IP41 | Aegis Plus LLC 12kV IP41 | 3-Function Ring Main Unit (2x 630A Load Break Switches + 1x 630A Auto-Reclose VCB) | 12kV | 630A | 21kA 3s | 1050 x 715 x 1430 mm | IP41 (Indoor) | Dimensions: 1050 x 715 x 1430 mm; Hermetically sealed SF6 stainless steel tank IP67; Peak withstand: 52.5kA; Lightning impulse: 75/125kV; Power freq: 28/50kV; Internal arc: IAC AF/AFL/AFLR 20kA 1s; DIN 400 Type C bushings; Bushing height: 450/600/750mm; Operating pressure: 0.03 MPa | USD / Upon Request | Upon request |  |  | Upon request | Manufactured to order (6-12 weeks) | Floor Ground / Substation Plinth | IEC 62271-100, IEC 62271-102, IEC 62271-103, IEC 62271-200 | Page 10
Ring Main Unit (RMU) | Non-Extensible Secondary Switchgear | Aegis Plus | AGP-NE-LLC-24kV-IP41 | Aegis Plus LLC 24kV IP41 | 3-Function Ring Main Unit (2x 630A Load Break Switches + 1x 630A Auto-Reclose VCB) | 24kV | 630A | 21kA 3s | 1050 x 715 x 1430 mm | IP41 (Indoor) | Dimensions: 1050 x 715 x 1430 mm; Hermetically sealed SF6 stainless steel tank IP67; Peak withstand: 52.5kA; Lightning impulse: 75/125kV; Power freq: 28/50kV; Internal arc: IAC AF/AFL/AFLR 20kA 1s; DIN 400 Type C bushings; Bushing height: 450/600/750mm; Operating pressure: 0.03 MPa | USD / Upon Request | Upon request |  |  | Upon request | Manufactured to order (6-12 weeks) | Floor Ground / Substation Plinth | IEC 62271-100, IEC 62271-102, IEC 62271-103, IEC 62271-200 | Page 10
Ring Main Unit (RMU) | Non-Extensible Secondary Switchgear | Aegis Plus | AGP-NE-LLL-12kV-IP41 | Aegis Plus LLL 12kV IP41 | 3-Function Switch Unit (3x 630A Load Break Switches) | 12kV | 630A | 21kA 3s | 1050 x 715 x 1430 mm | IP41 (Indoor) | Dimensions: 1050 x 715 x 1430 mm; Hermetically sealed SF6 stainless steel tank IP67; Peak withstand: 52.5kA; Lightning impulse: 75/125kV; Power freq: 28/50kV; Internal arc: IAC AF/AFL/AFLR 20kA 1s; DIN 400 Type C bushings; Bushing height: 450/600/750mm; Operating pressure: 0.03 MPa | USD / Upon Request | Upon request |  |  | Upon request | Manufactured to order (6-12 weeks) | Floor Ground / Substation Plinth | IEC 62271-100, IEC 62271-102, IEC 62271-103, IEC 62271-200 | Page 10
Ring Main Unit (RMU) | Non-Extensible Secondary Switchgear | Aegis Plus | AGP-NE-LLL-24kV-IP41 | Aegis Plus LLL 24kV IP41 | 3-Function Switch Unit (3x 630A Load Break Switches) | 24kV | 630A | 21kA 3s | 1050 x 715 x 1430 mm | IP41 (Indoor) | Dimensions: 1050 x 715 x 1430 mm; Hermetically sealed SF6 stainless steel tank IP67; Peak withstand: 52.5kA; Lightning impulse: 75/125kV; Power freq: 28/50kV; Internal arc: IAC AF/AFL/AFLR 20kA 1s; DIN 400 Type C bushings; Bushing height: 450/600/750mm; Operating pressure: 0.03 MPa | USD / Upon Request | Upon request |  |  | Upon request | Manufactured to order (6-12 weeks) | Floor Ground / Substation Plinth | IEC 62271-100, IEC 62271-102, IEC 62271-103, IEC 62271-200 | Page 10
Ring Main Unit (RMU) | Non-Extensible Secondary Switchgear | Aegis Plus | AGP-NE-LLLF-12kV-IP41 | Aegis Plus LLLF 12kV IP41 | 4-Function Ring Main Unit (3x 630A Load Break Switches + 1x 200A Switch Fuse) | 12kV | 630A | 21kA 3s | 1395 x 785 x 1430 mm | IP41 (Indoor) | Dimensions: 1395 x 785 x 1430 mm; Hermetically sealed SF6 stainless steel tank IP67; Peak withstand: 52.5kA; Lightning impulse: 75/125kV; Power freq: 28/50kV; Internal arc: IAC AF/AFL/AFLR 20kA 1s; DIN 400 Type C bushings; Bushing height: 450/600/750mm; Operating pressure: 0.03 MPa | USD / Upon Request | Upon request |  |  | Upon request | Manufactured to order (6-12 weeks) | Floor Ground / Substation Plinth | IEC 62271-100, IEC 62271-102, IEC 62271-103, IEC 62271-200 | Page 10
Ring Main Unit (RMU) | Non-Extensible Secondary Switchgear | Aegis Plus | AGP-NE-LLLF-24kV-IP41 | Aegis Plus LLLF 24kV IP41 | 4-Function Ring Main Unit (3x 630A Load Break Switches + 1x 200A Switch Fuse) | 24kV | 630A | 21kA 3s | 1395 x 785 x 1430 mm | IP41 (Indoor) | Dimensions: 1395 x 785 x 1430 mm; Hermetically sealed SF6 stainless steel tank IP67; Peak withstand: 52.5kA; Lightning impulse: 75/125kV; Power freq: 28/50kV; Internal arc: IAC AF/AFL/AFLR 20kA 1s; DIN 400 Type C bushings; Bushing height: 450/600/750mm; Operating pressure: 0.03 MPa | USD / Upon Request | Upon request |  |  | Upon request | Manufactured to order (6-12 weeks) | Floor Ground / Substation Plinth | IEC 62271-100, IEC 62271-102, IEC 62271-103, IEC 62271-200 | Page 10
Ring Main Unit (RMU) | Non-Extensible Secondary Switchgear | Aegis Plus | AGP-NE-LLLV-12kV-IP41 | Aegis Plus LLLV 12kV IP41 | 4-Function Ring Main Unit (3x 630A Load Break Switches + 1x 630A Vacuum Circuit Breaker) | 12kV | 630A | 21kA 3s | 1395 x 715 x 1430 mm | IP41 (Indoor) | Dimensions: 1395 x 715 x 1430 mm; Hermetically sealed SF6 stainless steel tank IP67; Peak withstand: 52.5kA; Lightning impulse: 75/125kV; Power freq: 28/50kV; Internal arc: IAC AF/AFL/AFLR 20kA 1s; DIN 400 Type C bushings; Bushing height: 450/600/750mm; Operating pressure: 0.03 MPa | USD / Upon Request | Upon request |  |  | Upon request | Manufactured to order (6-12 weeks) | Floor Ground / Substation Plinth | IEC 62271-100, IEC 62271-102, IEC 62271-103, IEC 62271-200 | Page 10
Ring Main Unit (RMU) | Non-Extensible Secondary Switchgear | Aegis Plus | AGP-NE-LLLV-24kV-IP41 | Aegis Plus LLLV 24kV IP41 | 4-Function Ring Main Unit (3x 630A Load Break Switches + 1x 630A Vacuum Circuit Breaker) | 24kV | 630A | 21kA 3s | 1395 x 715 x 1430 mm | IP41 (Indoor) | Dimensions: 1395 x 715 x 1430 mm; Hermetically sealed SF6 stainless steel tank IP67; Peak withstand: 52.5kA; Lightning impulse: 75/125kV; Power freq: 28/50kV; Internal arc: IAC AF/AFL/AFLR 20kA 1s; DIN 400 Type C bushings; Bushing height: 450/600/750mm; Operating pressure: 0.03 MPa | USD / Upon Request | Upon request |  |  | Upon request | Manufactured to order (6-12 weeks) | Floor Ground / Substation Plinth | IEC 62271-100, IEC 62271-102, IEC 62271-103, IEC 62271-200 | Page 10
Ring Main Unit (RMU) | Non-Extensible Secondary Switchgear | Aegis Plus | AGP-NE-LLLC-12kV-IP41 | Aegis Plus LLLC 12kV IP41 | 4-Function Ring Main Unit (3x 630A Load Break Switches + 1x 630A Auto-Reclose VCB) | 12kV | 630A | 21kA 3s | 1395 x 715 x 1430 mm | IP41 (Indoor) | Dimensions: 1395 x 715 x 1430 mm; Hermetically sealed SF6 stainless steel tank IP67; Peak withstand: 52.5kA; Lightning impulse: 75/125kV; Power freq: 28/50kV; Internal arc: IAC AF/AFL/AFLR 20kA 1s; DIN 400 Type C bushings; Bushing height: 450/600/750mm; Operating pressure: 0.03 MPa | USD / Upon Request | Upon request |  |  | Upon request | Manufactured to order (6-12 weeks) | Floor Ground / Substation Plinth | IEC 62271-100, IEC 62271-102, IEC 62271-103, IEC 62271-200 | Page 10
Ring Main Unit (RMU) | Non-Extensible Secondary Switchgear | Aegis Plus | AGP-NE-LLLC-24kV-IP41 | Aegis Plus LLLC 24kV IP41 | 4-Function Ring Main Unit (3x 630A Load Break Switches + 1x 630A Auto-Reclose VCB) | 24kV | 630A | 21kA 3s | 1395 x 715 x 1430 mm | IP41 (Indoor) | Dimensions: 1395 x 715 x 1430 mm; Hermetically sealed SF6 stainless steel tank IP67; Peak withstand: 52.5kA; Lightning impulse: 75/125kV; Power freq: 28/50kV; Internal arc: IAC AF/AFL/AFLR 20kA 1s; DIN 400 Type C bushings; Bushing height: 450/600/750mm; Operating pressure: 0.03 MPa | USD / Upon Request | Upon request |  |  | Upon request | Manufactured to order (6-12 weeks) | Floor Ground / Substation Plinth | IEC 62271-100, IEC 62271-102, IEC 62271-103, IEC 62271-200 | Page 10
Ring Main Unit (RMU) | Non-Extensible Secondary Switchgear | Aegis Plus | AGP-NE-LLFF-12kV-IP41 | Aegis Plus LLFF 12kV IP41 | 4-Function Ring Main Unit (2x 630A Load Break Switches + 2x 200A Switch Fuses) | 12kV | 630A | 21kA 3s | 1395 x 785 x 1430 mm | IP41 (Indoor) | Dimensions: 1395 x 785 x 1430 mm; Hermetically sealed SF6 stainless steel tank IP67; Peak withstand: 52.5kA; Lightning impulse: 75/125kV; Power freq: 28/50kV; Internal arc: IAC AF/AFL/AFLR 20kA 1s; DIN 400 Type C bushings; Bushing height: 450/600/750mm; Operating pressure: 0.03 MPa | USD / Upon Request | Upon request |  |  | Upon request | Manufactured to order (6-12 weeks) | Floor Ground / Substation Plinth | IEC 62271-100, IEC 62271-102, IEC 62271-103, IEC 62271-200 | Page 10
Ring Main Unit (RMU) | Non-Extensible Secondary Switchgear | Aegis Plus | AGP-NE-LLFF-24kV-IP41 | Aegis Plus LLFF 24kV IP41 | 4-Function Ring Main Unit (2x 630A Load Break Switches + 2x 200A Switch Fuses) | 24kV | 630A | 21kA 3s | 1395 x 785 x 1430 mm | IP41 (Indoor) | Dimensions: 1395 x 785 x 1430 mm; Hermetically sealed SF6 stainless steel tank IP67; Peak withstand: 52.5kA; Lightning impulse: 75/125kV; Power freq: 28/50kV; Internal arc: IAC AF/AFL/AFLR 20kA 1s; DIN 400 Type C bushings; Bushing height: 450/600/750mm; Operating pressure: 0.03 MPa | USD / Upon Request | Upon request |  |  | Upon request | Manufactured to order (6-12 weeks) | Floor Ground / Substation Plinth | IEC 62271-100, IEC 62271-102, IEC 62271-103, IEC 62271-200 | Page 10
Ring Main Unit (RMU) | Non-Extensible Secondary Switchgear | Aegis Plus | AGP-NE-LLVV-12kV-IP41 | Aegis Plus LLVV 12kV IP41 | 4-Function Ring Main Unit (2x 630A Load Break Switches + 2x 630A Vacuum Circuit Breakers) | 12kV | 630A | 21kA 3s | 1395 x 715 x 1430 mm | IP41 (Indoor) | Dimensions: 1395 x 715 x 1430 mm; Hermetically sealed SF6 stainless steel tank IP67; Peak withstand: 52.5kA; Lightning impulse: 75/125kV; Power freq: 28/50kV; Internal arc: IAC AF/AFL/AFLR 20kA 1s; DIN 400 Type C bushings; Bushing height: 450/600/750mm; Operating pressure: 0.03 MPa | USD / Upon Request | Upon request |  |  | Upon request | Manufactured to order (6-12 weeks) | Floor Ground / Substation Plinth | IEC 62271-100, IEC 62271-102, IEC 62271-103, IEC 62271-200 | Page 10
Ring Main Unit (RMU) | Non-Extensible Secondary Switchgear | Aegis Plus | AGP-NE-LLVV-24kV-IP41 | Aegis Plus LLVV 24kV IP41 | 4-Function Ring Main Unit (2x 630A Load Break Switches + 2x 630A Vacuum Circuit Breakers) | 24kV | 630A | 21kA 3s | 1395 x 715 x 1430 mm | IP41 (Indoor) | Dimensions: 1395 x 715 x 1430 mm; Hermetically sealed SF6 stainless steel tank IP67; Peak withstand: 52.5kA; Lightning impulse: 75/125kV; Power freq: 28/50kV; Internal arc: IAC AF/AFL/AFLR 20kA 1s; DIN 400 Type C bushings; Bushing height: 450/600/750mm; Operating pressure: 0.03 MPa | USD / Upon Request | Upon request |  |  | Upon request | Manufactured to order (6-12 weeks) | Floor Ground / Substation Plinth | IEC 62271-100, IEC 62271-102, IEC 62271-103, IEC 62271-200 | Page 10
Ring Main Unit (RMU) | Non-Extensible Secondary Switchgear | Aegis Plus | AGP-NE-LLLLF-12kV-IP41 | Aegis Plus LLLLF 12kV IP41 | 5-Function Ring Main Unit (4x 630A Load Break Switches + 1x 200A Switch Fuse) | 12kV | 630A | 21kA 3s | 1735 x 785 x 1430 mm | IP41 (Indoor) | Dimensions: 1735 x 785 x 1430 mm; Hermetically sealed SF6 stainless steel tank IP67; Peak withstand: 52.5kA; Lightning impulse: 75/125kV; Power freq: 28/50kV; Internal arc: IAC AF/AFL/AFLR 20kA 1s; DIN 400 Type C bushings; Bushing height: 450/600/750mm; Operating pressure: 0.03 MPa | USD / Upon Request | Upon request |  |  | Upon request | Manufactured to order (6-12 weeks) | Floor Ground / Substation Plinth | IEC 62271-100, IEC 62271-102, IEC 62271-103, IEC 62271-200 | Page 10
Ring Main Unit (RMU) | Non-Extensible Secondary Switchgear | Aegis Plus | AGP-NE-LLLLF-24kV-IP41 | Aegis Plus LLLLF 24kV IP41 | 5-Function Ring Main Unit (4x 630A Load Break Switches + 1x 200A Switch Fuse) | 24kV | 630A | 21kA 3s | 1735 x 785 x 1430 mm | IP41 (Indoor) | Dimensions: 1735 x 785 x 1430 mm; Hermetically sealed SF6 stainless steel tank IP67; Peak withstand: 52.5kA; Lightning impulse: 75/125kV; Power freq: 28/50kV; Internal arc: IAC AF/AFL/AFLR 20kA 1s; DIN 400 Type C bushings; Bushing height: 450/600/750mm; Operating pressure: 0.03 MPa | USD / Upon Request | Upon request |  |  | Upon request | Manufactured to order (6-12 weeks) | Floor Ground / Substation Plinth | IEC 62271-100, IEC 62271-102, IEC 62271-103, IEC 62271-200 | Page 10
Ring Main Unit (RMU) | Non-Extensible Secondary Switchgear | Aegis Plus | AGP-NE-LLLLV-12kV-IP41 | Aegis Plus LLLLV 12kV IP41 | 5-Function Ring Main Unit (4x 630A Load Break Switches + 1x 630A Vacuum Circuit Breaker) | 12kV | 630A | 21kA 3s | 1735 x 715 x 1430 mm | IP41 (Indoor) | Dimensions: 1735 x 715 x 1430 mm; Hermetically sealed SF6 stainless steel tank IP67; Peak withstand: 52.5kA; Lightning impulse: 75/125kV; Power freq: 28/50kV; Internal arc: IAC AF/AFL/AFLR 20kA 1s; DIN 400 Type C bushings; Bushing height: 450/600/750mm; Operating pressure: 0.03 MPa | USD / Upon Request | Upon request |  |  | Upon request | Manufactured to order (6-12 weeks) | Floor Ground / Substation Plinth | IEC 62271-100, IEC 62271-102, IEC 62271-103, IEC 62271-200 | Page 10
Ring Main Unit (RMU) | Non-Extensible Secondary Switchgear | Aegis Plus | AGP-NE-LLLLV-24kV-IP41 | Aegis Plus LLLLV 24kV IP41 | 5-Function Ring Main Unit (4x 630A Load Break Switches + 1x 630A Vacuum Circuit Breaker) | 24kV | 630A | 21kA 3s | 1735 x 715 x 1430 mm | IP41 (Indoor) | Dimensions: 1735 x 715 x 1430 mm; Hermetically sealed SF6 stainless steel tank IP67; Peak withstand: 52.5kA; Lightning impulse: 75/125kV; Power freq: 28/50kV; Internal arc: IAC AF/AFL/AFLR 20kA 1s; DIN 400 Type C bushings; Bushing height: 450/600/750mm; Operating pressure: 0.03 MPa | USD / Upon Request | Upon request |  |  | Upon request | Manufactured to order (6-12 weeks) | Floor Ground / Substation Plinth | IEC 62271-100, IEC 62271-102, IEC 62271-103, IEC 62271-200 | Page 10
Ring Main Unit (RMU) | Non-Extensible Secondary Switchgear | Aegis Plus | AGP-NE-LLLLC-12kV-IP41 | Aegis Plus LLLLC 12kV IP41 | 5-Function Ring Main Unit (4x 630A Load Break Switches + 1x 630A Auto-Reclose VCB) | 12kV | 630A | 21kA 3s | 1735 x 715 x 1430 mm | IP41 (Indoor) | Dimensions: 1735 x 715 x 1430 mm; Hermetically sealed SF6 stainless steel tank IP67; Peak withstand: 52.5kA; Lightning impulse: 75/125kV; Power freq: 28/50kV; Internal arc: IAC AF/AFL/AFLR 20kA 1s; DIN 400 Type C bushings; Bushing height: 450/600/750mm; Operating pressure: 0.03 MPa | USD / Upon Request | Upon request |  |  | Upon request | Manufactured to order (6-12 weeks) | Floor Ground / Substation Plinth | IEC 62271-100, IEC 62271-102, IEC 62271-103, IEC 62271-200 | Page 10
Ring Main Unit (RMU) | Non-Extensible Secondary Switchgear | Aegis Plus | AGP-NE-LLLLC-24kV-IP41 | Aegis Plus LLLLC 24kV IP41 | 5-Function Ring Main Unit (4x 630A Load Break Switches + 1x 630A Auto-Reclose VCB) | 24kV | 630A | 21kA 3s | 1735 x 715 x 1430 mm | IP41 (Indoor) | Dimensions: 1735 x 715 x 1430 mm; Hermetically sealed SF6 stainless steel tank IP67; Peak withstand: 52.5kA; Lightning impulse: 75/125kV; Power freq: 28/50kV; Internal arc: IAC AF/AFL/AFLR 20kA 1s; DIN 400 Type C bushings; Bushing height: 450/600/750mm; Operating pressure: 0.03 MPa | USD / Upon Request | Upon request |  |  | Upon request | Manufactured to order (6-12 weeks) | Floor Ground / Substation Plinth | IEC 62271-100, IEC 62271-102, IEC 62271-103, IEC 62271-200 | Page 10
Extensible RMU Modules | Modular Extensible Switchgear | Aegis Plus | AGP-EXT-L-12kV | Aegis Plus Extensible L 12kV | Extensible Single Switching Module - Load Break Switch (630A, 3-position ON/OFF/Earth) | 12kV | 630A | 21kA 3s | 370 x 715 x 1430 mm | IP41 / IP54 | Dimensions: 370 x 715 x 1430 mm; Side extensibility IP41 / Top extensibility IP41 & IP54 with DIN 400 Type C bushings; Coupling bar pitch: 60mm; SF6 stainless steel tank; Short time withstand: 21kA 3s; Peak: 52.5kA; Impulse: 75/125kV; IAC AF/AFL/AFLR 20kA 1s | USD / Upon Request | Upon request |  |  | Upon request | Manufactured to order (6-12 weeks) | Floor Ground / Coupled Assembly | IEC 62271-100, IEC 62271-102, IEC 62271-103, IEC 62271-200 | Page 15
Extensible RMU Modules | Modular Extensible Switchgear | Aegis Plus | AGP-EXT-L-24kV | Aegis Plus Extensible L 24kV | Extensible Single Switching Module - Load Break Switch (630A, 3-position ON/OFF/Earth) | 24kV | 630A | 21kA 3s | 370 x 715 x 1430 mm | IP41 / IP54 | Dimensions: 370 x 715 x 1430 mm; Side extensibility IP41 / Top extensibility IP41 & IP54 with DIN 400 Type C bushings; Coupling bar pitch: 60mm; SF6 stainless steel tank; Short time withstand: 21kA 3s; Peak: 52.5kA; Impulse: 75/125kV; IAC AF/AFL/AFLR 20kA 1s | USD / Upon Request | Upon request |  |  | Upon request | Manufactured to order (6-12 weeks) | Floor Ground / Coupled Assembly | IEC 62271-100, IEC 62271-102, IEC 62271-103, IEC 62271-200 | Page 15
Extensible RMU Modules | Modular Extensible Switchgear | Aegis Plus | AGP-EXT-V-12kV | Aegis Plus Extensible V 12kV | Extensible Single Protection Module - Vacuum Circuit Breaker (630A Non-auto reclose) | 12kV | 630A | 21kA 3s | 370 x 715 x 1430 mm | IP41 / IP54 | Dimensions: 370 x 715 x 1430 mm; Side extensibility IP41 / Top extensibility IP41 & IP54 with DIN 400 Type C bushings; Coupling bar pitch: 60mm; SF6 stainless steel tank; Short time withstand: 21kA 3s; Peak: 52.5kA; Impulse: 75/125kV; IAC AF/AFL/AFLR 20kA 1s | USD / Upon Request | Upon request |  |  | Upon request | Manufactured to order (6-12 weeks) | Floor Ground / Coupled Assembly | IEC 62271-100, IEC 62271-102, IEC 62271-103, IEC 62271-200 | Page 17
Extensible RMU Modules | Modular Extensible Switchgear | Aegis Plus | AGP-EXT-V-24kV | Aegis Plus Extensible V 24kV | Extensible Single Protection Module - Vacuum Circuit Breaker (630A Non-auto reclose) | 24kV | 630A | 21kA 3s | 370 x 715 x 1430 mm | IP41 / IP54 | Dimensions: 370 x 715 x 1430 mm; Side extensibility IP41 / Top extensibility IP41 & IP54 with DIN 400 Type C bushings; Coupling bar pitch: 60mm; SF6 stainless steel tank; Short time withstand: 21kA 3s; Peak: 52.5kA; Impulse: 75/125kV; IAC AF/AFL/AFLR 20kA 1s | USD / Upon Request | Upon request |  |  | Upon request | Manufactured to order (6-12 weeks) | Floor Ground / Coupled Assembly | IEC 62271-100, IEC 62271-102, IEC 62271-103, IEC 62271-200 | Page 17
Extensible RMU Modules | Modular Extensible Switchgear | Aegis Plus | AGP-EXT-T-12kV | Aegis Plus Extensible T 12kV | Extensible Single Protection Module - Vacuum Circuit Breaker (200A/250A Transformer Protection) | 12kV | 250A | 21kA 3s | 370 x 715 x 1430 mm | IP41 / IP54 | Dimensions: 370 x 715 x 1430 mm; Side extensibility IP41 / Top extensibility IP41 & IP54 with DIN 400 Type C bushings; Coupling bar pitch: 60mm; SF6 stainless steel tank; Short time withstand: 21kA 3s; Peak: 52.5kA; Impulse: 75/125kV; IAC AF/AFL/AFLR 20kA 1s | USD / Upon Request | Upon request |  |  | Upon request | Manufactured to order (6-12 weeks) | Floor Ground / Coupled Assembly | IEC 62271-100, IEC 62271-102, IEC 62271-103, IEC 62271-200 | Page 17
Extensible RMU Modules | Modular Extensible Switchgear | Aegis Plus | AGP-EXT-T-24kV | Aegis Plus Extensible T 24kV | Extensible Single Protection Module - Vacuum Circuit Breaker (200A/250A Transformer Protection) | 24kV | 250A | 21kA 3s | 370 x 715 x 1430 mm | IP41 / IP54 | Dimensions: 370 x 715 x 1430 mm; Side extensibility IP41 / Top extensibility IP41 & IP54 with DIN 400 Type C bushings; Coupling bar pitch: 60mm; SF6 stainless steel tank; Short time withstand: 21kA 3s; Peak: 52.5kA; Impulse: 75/125kV; IAC AF/AFL/AFLR 20kA 1s | USD / Upon Request | Upon request |  |  | Upon request | Manufactured to order (6-12 weeks) | Floor Ground / Coupled Assembly | IEC 62271-100, IEC 62271-102, IEC 62271-103, IEC 62271-200 | Page 17
Extensible RMU Modules | Modular Extensible Switchgear | Aegis Plus | AGP-EXT-C-12kV | Aegis Plus Extensible C 12kV | Extensible Single Protection Module - Vacuum Circuit Breaker (630A Auto Reclose Mechanism) | 12kV | 630A | 21kA 3s | 370 x 715 x 1430 mm | IP41 / IP54 | Dimensions: 370 x 715 x 1430 mm; Side extensibility IP41 / Top extensibility IP41 & IP54 with DIN 400 Type C bushings; Coupling bar pitch: 60mm; SF6 stainless steel tank; Short time withstand: 21kA 3s; Peak: 52.5kA; Impulse: 75/125kV; IAC AF/AFL/AFLR 20kA 1s | USD / Upon Request | Upon request |  |  | Upon request | Manufactured to order (6-12 weeks) | Floor Ground / Coupled Assembly | IEC 62271-100, IEC 62271-102, IEC 62271-103, IEC 62271-200 | Page 17
Extensible RMU Modules | Modular Extensible Switchgear | Aegis Plus | AGP-EXT-C-24kV | Aegis Plus Extensible C 24kV | Extensible Single Protection Module - Vacuum Circuit Breaker (630A Auto Reclose Mechanism) | 24kV | 630A | 21kA 3s | 370 x 715 x 1430 mm | IP41 / IP54 | Dimensions: 370 x 715 x 1430 mm; Side extensibility IP41 / Top extensibility IP41 & IP54 with DIN 400 Type C bushings; Coupling bar pitch: 60mm; SF6 stainless steel tank; Short time withstand: 21kA 3s; Peak: 52.5kA; Impulse: 75/125kV; IAC AF/AFL/AFLR 20kA 1s | USD / Upon Request | Upon request |  |  | Upon request | Manufactured to order (6-12 weeks) | Floor Ground / Coupled Assembly | IEC 62271-100, IEC 62271-102, IEC 62271-103, IEC 62271-200 | Page 17
Extensible RMU Modules | Modular Extensible Switchgear | Aegis Plus | AGP-EXT-F-12kV | Aegis Plus Extensible F 12kV | Extensible Single Protection Module - Switch Fuse Combination (200A Fused Switch) | 12kV | 200A | 21kA 3s | 370 x 785 x 1430 mm | IP41 / IP54 | Dimensions: 370 x 785 x 1430 mm; Side extensibility IP41 / Top extensibility IP41 & IP54 with DIN 400 Type C bushings; Coupling bar pitch: 60mm; SF6 stainless steel tank; Short time withstand: 21kA 3s; Peak: 52.5kA; Impulse: 75/125kV; IAC AF/AFL/AFLR 20kA 1s | USD / Upon Request | Upon request |  |  | Upon request | Manufactured to order (6-12 weeks) | Floor Ground / Coupled Assembly | IEC 62271-100, IEC 62271-102, IEC 62271-103, IEC 62271-200 | Page 16
Extensible RMU Modules | Modular Extensible Switchgear | Aegis Plus | AGP-EXT-F-24kV | Aegis Plus Extensible F 24kV | Extensible Single Protection Module - Switch Fuse Combination (200A Fused Switch) | 24kV | 200A | 21kA 3s | 370 x 785 x 1430 mm | IP41 / IP54 | Dimensions: 370 x 785 x 1430 mm; Side extensibility IP41 / Top extensibility IP41 & IP54 with DIN 400 Type C bushings; Coupling bar pitch: 60mm; SF6 stainless steel tank; Short time withstand: 21kA 3s; Peak: 52.5kA; Impulse: 75/125kV; IAC AF/AFL/AFLR 20kA 1s | USD / Upon Request | Upon request |  |  | Upon request | Manufactured to order (6-12 weeks) | Floor Ground / Coupled Assembly | IEC 62271-100, IEC 62271-102, IEC 62271-103, IEC 62271-200 | Page 16
Extensible RMU Modules | Modular Extensible Switchgear | Aegis Plus | AGP-EXT-SL-12kV | Aegis Plus Extensible SL 12kV | Extensible Busbar Sectionaliser Switch Module (630A, 3-position, Extensible Both Sides) | 12kV | 630A | 21kA 3s | 370 x 715 x 1430 mm | IP41 / IP54 | Dimensions: 370 x 715 x 1430 mm; Side extensibility IP41 / Top extensibility IP41 & IP54 with DIN 400 Type C bushings; Coupling bar pitch: 60mm; SF6 stainless steel tank; Short time withstand: 21kA 3s; Peak: 52.5kA; Impulse: 75/125kV; IAC AF/AFL/AFLR 20kA 1s | USD / Upon Request | Upon request |  |  | Upon request | Manufactured to order (6-12 weeks) | Floor Ground / Coupled Assembly | IEC 62271-100, IEC 62271-102, IEC 62271-103, IEC 62271-200 | Page 18
Extensible RMU Modules | Modular Extensible Switchgear | Aegis Plus | AGP-EXT-SL-24kV | Aegis Plus Extensible SL 24kV | Extensible Busbar Sectionaliser Switch Module (630A, 3-position, Extensible Both Sides) | 24kV | 630A | 21kA 3s | 370 x 715 x 1430 mm | IP41 / IP54 | Dimensions: 370 x 715 x 1430 mm; Side extensibility IP41 / Top extensibility IP41 & IP54 with DIN 400 Type C bushings; Coupling bar pitch: 60mm; SF6 stainless steel tank; Short time withstand: 21kA 3s; Peak: 52.5kA; Impulse: 75/125kV; IAC AF/AFL/AFLR 20kA 1s | USD / Upon Request | Upon request |  |  | Upon request | Manufactured to order (6-12 weeks) | Floor Ground / Coupled Assembly | IEC 62271-100, IEC 62271-102, IEC 62271-103, IEC 62271-200 | Page 18
Extensible RMU Modules | Modular Extensible Switchgear | Aegis Plus | AGP-EXT-SV-12kV | Aegis Plus Extensible SV 12kV | Extensible Busbar Sectionaliser Circuit Breaker Module (630A VCB, Extensible Both Sides) | 12kV | 630A | 21kA 3s | 370 x 715 x 1430 mm | IP41 / IP54 | Dimensions: 370 x 715 x 1430 mm; Side extensibility IP41 / Top extensibility IP41 & IP54 with DIN 400 Type C bushings; Coupling bar pitch: 60mm; SF6 stainless steel tank; Short time withstand: 21kA 3s; Peak: 52.5kA; Impulse: 75/125kV; IAC AF/AFL/AFLR 20kA 1s | USD / Upon Request | Upon request |  |  | Upon request | Manufactured to order (6-12 weeks) | Floor Ground / Coupled Assembly | IEC 62271-100, IEC 62271-102, IEC 62271-103, IEC 62271-200 | Page 19
Extensible RMU Modules | Modular Extensible Switchgear | Aegis Plus | AGP-EXT-SV-24kV | Aegis Plus Extensible SV 24kV | Extensible Busbar Sectionaliser Circuit Breaker Module (630A VCB, Extensible Both Sides) | 24kV | 630A | 21kA 3s | 370 x 715 x 1430 mm | IP41 / IP54 | Dimensions: 370 x 715 x 1430 mm; Side extensibility IP41 / Top extensibility IP41 & IP54 with DIN 400 Type C bushings; Coupling bar pitch: 60mm; SF6 stainless steel tank; Short time withstand: 21kA 3s; Peak: 52.5kA; Impulse: 75/125kV; IAC AF/AFL/AFLR 20kA 1s | USD / Upon Request | Upon request |  |  | Upon request | Manufactured to order (6-12 weeks) | Floor Ground / Coupled Assembly | IEC 62271-100, IEC 62271-102, IEC 62271-103, IEC 62271-200 | Page 19
Extensible RMU Modules | Modular Extensible Switchgear | Aegis Plus | AGP-EXT-R-12kV | Aegis Plus Extensible R 12kV | Extensible Direct Cable Connection Module (630A Incomer/Feeder Connection) | 12kV | 630A | 21kA 3s | 370 x 715 x 1430 mm | IP41 / IP54 | Dimensions: 370 x 715 x 1430 mm; Side extensibility IP41 / Top extensibility IP41 & IP54 with DIN 400 Type C bushings; Coupling bar pitch: 60mm; SF6 stainless steel tank; Short time withstand: 21kA 3s; Peak: 52.5kA; Impulse: 75/125kV; IAC AF/AFL/AFLR 20kA 1s | USD / Upon Request | Upon request |  |  | Upon request | Manufactured to order (6-12 weeks) | Floor Ground / Coupled Assembly | IEC 62271-100, IEC 62271-102, IEC 62271-103, IEC 62271-200 | Page 20
Extensible RMU Modules | Modular Extensible Switchgear | Aegis Plus | AGP-EXT-R-24kV | Aegis Plus Extensible R 24kV | Extensible Direct Cable Connection Module (630A Incomer/Feeder Connection) | 24kV | 630A | 21kA 3s | 370 x 715 x 1430 mm | IP41 / IP54 | Dimensions: 370 x 715 x 1430 mm; Side extensibility IP41 / Top extensibility IP41 & IP54 with DIN 400 Type C bushings; Coupling bar pitch: 60mm; SF6 stainless steel tank; Short time withstand: 21kA 3s; Peak: 52.5kA; Impulse: 75/125kV; IAC AF/AFL/AFLR 20kA 1s | USD / Upon Request | Upon request |  |  | Upon request | Manufactured to order (6-12 weeks) | Floor Ground / Coupled Assembly | IEC 62271-100, IEC 62271-102, IEC 62271-103, IEC 62271-200 | Page 20
Extensible RMU Modules | Modular Extensible Switchgear | Aegis Plus | AGP-EXT-Be-12kV | Aegis Plus Extensible Be 12kV | Extensible Busbar Earthing Switch Module (630A Earth Switch, Extensible Both Sides) | 12kV | 630A | 21kA 3s | 370 x 715 x 1430 mm | IP41 / IP54 | Dimensions: 370 x 715 x 1430 mm; Side extensibility IP41 / Top extensibility IP41 & IP54 with DIN 400 Type C bushings; Coupling bar pitch: 60mm; SF6 stainless steel tank; Short time withstand: 21kA 3s; Peak: 52.5kA; Impulse: 75/125kV; IAC AF/AFL/AFLR 20kA 1s | USD / Upon Request | Upon request |  |  | Upon request | Manufactured to order (6-12 weeks) | Floor Ground / Coupled Assembly | IEC 62271-100, IEC 62271-102, IEC 62271-103, IEC 62271-200 | Page 21
Extensible RMU Modules | Modular Extensible Switchgear | Aegis Plus | AGP-EXT-Be-24kV | Aegis Plus Extensible Be 24kV | Extensible Busbar Earthing Switch Module (630A Earth Switch, Extensible Both Sides) | 24kV | 630A | 21kA 3s | 370 x 715 x 1430 mm | IP41 / IP54 | Dimensions: 370 x 715 x 1430 mm; Side extensibility IP41 / Top extensibility IP41 & IP54 with DIN 400 Type C bushings; Coupling bar pitch: 60mm; SF6 stainless steel tank; Short time withstand: 21kA 3s; Peak: 52.5kA; Impulse: 75/125kV; IAC AF/AFL/AFLR 20kA 1s | USD / Upon Request | Upon request |  |  | Upon request | Manufactured to order (6-12 weeks) | Floor Ground / Coupled Assembly | IEC 62271-100, IEC 62271-102, IEC 62271-103, IEC 62271-200 | Page 21
Extensible RMU Modules | Modular Extensible Switchgear | Aegis Plus | AGP-EXT-LL-Ext-12kV | Aegis Plus Extensible LL-Ext 12kV | 2-Function Extensible RMU (2x 630A Load Break Switches) | 12kV | 630A | 21kA 3s | 710 x 715 x 1430 mm | IP41 / IP54 | Dimensions: 710 x 715 x 1430 mm; Side extensibility IP41 / Top extensibility IP41 & IP54 with DIN 400 Type C bushings; Coupling bar pitch: 60mm; SF6 stainless steel tank; Short time withstand: 21kA 3s; Peak: 52.5kA; Impulse: 75/125kV; IAC AF/AFL/AFLR 20kA 1s | USD / Upon Request | Upon request |  |  | Upon request | Manufactured to order (6-12 weeks) | Floor Ground / Coupled Assembly | IEC 62271-100, IEC 62271-102, IEC 62271-103, IEC 62271-200 | Page 11
Extensible RMU Modules | Modular Extensible Switchgear | Aegis Plus | AGP-EXT-LL-Ext-24kV | Aegis Plus Extensible LL-Ext 24kV | 2-Function Extensible RMU (2x 630A Load Break Switches) | 24kV | 630A | 21kA 3s | 710 x 715 x 1430 mm | IP41 / IP54 | Dimensions: 710 x 715 x 1430 mm; Side extensibility IP41 / Top extensibility IP41 & IP54 with DIN 400 Type C bushings; Coupling bar pitch: 60mm; SF6 stainless steel tank; Short time withstand: 21kA 3s; Peak: 52.5kA; Impulse: 75/125kV; IAC AF/AFL/AFLR 20kA 1s | USD / Upon Request | Upon request |  |  | Upon request | Manufactured to order (6-12 weeks) | Floor Ground / Coupled Assembly | IEC 62271-100, IEC 62271-102, IEC 62271-103, IEC 62271-200 | Page 11
Extensible RMU Modules | Modular Extensible Switchgear | Aegis Plus | AGP-EXT-LLF-Ext-12kV | Aegis Plus Extensible LLF-Ext 12kV | 3-Function Extensible RMU (2x 630A LBS + 1x 200A Switch Fuse) | 12kV | 630A | 21kA 3s | 1050 x 785 x 1430 mm | IP41 / IP54 | Dimensions: 1050 x 785 x 1430 mm; Side extensibility IP41 / Top extensibility IP41 & IP54 with DIN 400 Type C bushings; Coupling bar pitch: 60mm; SF6 stainless steel tank; Short time withstand: 21kA 3s; Peak: 52.5kA; Impulse: 75/125kV; IAC AF/AFL/AFLR 20kA 1s | USD / Upon Request | Upon request |  |  | Upon request | Manufactured to order (6-12 weeks) | Floor Ground / Coupled Assembly | IEC 62271-100, IEC 62271-102, IEC 62271-103, IEC 62271-200 | Page 11
Extensible RMU Modules | Modular Extensible Switchgear | Aegis Plus | AGP-EXT-LLF-Ext-24kV | Aegis Plus Extensible LLF-Ext 24kV | 3-Function Extensible RMU (2x 630A LBS + 1x 200A Switch Fuse) | 24kV | 630A | 21kA 3s | 1050 x 785 x 1430 mm | IP41 / IP54 | Dimensions: 1050 x 785 x 1430 mm; Side extensibility IP41 / Top extensibility IP41 & IP54 with DIN 400 Type C bushings; Coupling bar pitch: 60mm; SF6 stainless steel tank; Short time withstand: 21kA 3s; Peak: 52.5kA; Impulse: 75/125kV; IAC AF/AFL/AFLR 20kA 1s | USD / Upon Request | Upon request |  |  | Upon request | Manufactured to order (6-12 weeks) | Floor Ground / Coupled Assembly | IEC 62271-100, IEC 62271-102, IEC 62271-103, IEC 62271-200 | Page 11
Extensible RMU Modules | Modular Extensible Switchgear | Aegis Plus | AGP-EXT-LLV-Ext-12kV | Aegis Plus Extensible LLV-Ext 12kV | 3-Function Extensible RMU (2x 630A LBS + 1x 630A VCB) | 12kV | 630A | 21kA 3s | 1050 x 715 x 1430 mm | IP41 / IP54 | Dimensions: 1050 x 715 x 1430 mm; Side extensibility IP41 / Top extensibility IP41 & IP54 with DIN 400 Type C bushings; Coupling bar pitch: 60mm; SF6 stainless steel tank; Short time withstand: 21kA 3s; Peak: 52.5kA; Impulse: 75/125kV; IAC AF/AFL/AFLR 20kA 1s | USD / Upon Request | Upon request |  |  | Upon request | Manufactured to order (6-12 weeks) | Floor Ground / Coupled Assembly | IEC 62271-100, IEC 62271-102, IEC 62271-103, IEC 62271-200 | Page 11
Extensible RMU Modules | Modular Extensible Switchgear | Aegis Plus | AGP-EXT-LLV-Ext-24kV | Aegis Plus Extensible LLV-Ext 24kV | 3-Function Extensible RMU (2x 630A LBS + 1x 630A VCB) | 24kV | 630A | 21kA 3s | 1050 x 715 x 1430 mm | IP41 / IP54 | Dimensions: 1050 x 715 x 1430 mm; Side extensibility IP41 / Top extensibility IP41 & IP54 with DIN 400 Type C bushings; Coupling bar pitch: 60mm; SF6 stainless steel tank; Short time withstand: 21kA 3s; Peak: 52.5kA; Impulse: 75/125kV; IAC AF/AFL/AFLR 20kA 1s | USD / Upon Request | Upon request |  |  | Upon request | Manufactured to order (6-12 weeks) | Floor Ground / Coupled Assembly | IEC 62271-100, IEC 62271-102, IEC 62271-103, IEC 62271-200 | Page 11
Extensible RMU Modules | Modular Extensible Switchgear | Aegis Plus | AGP-EXT-LLLF-Ext-12kV | Aegis Plus Extensible LLLF-Ext 12kV | 4-Function Extensible RMU (3x 630A LBS + 1x 200A Switch Fuse) | 12kV | 630A | 21kA 3s | 1395 x 785 x 1430 mm | IP41 / IP54 | Dimensions: 1395 x 785 x 1430 mm; Side extensibility IP41 / Top extensibility IP41 & IP54 with DIN 400 Type C bushings; Coupling bar pitch: 60mm; SF6 stainless steel tank; Short time withstand: 21kA 3s; Peak: 52.5kA; Impulse: 75/125kV; IAC AF/AFL/AFLR 20kA 1s | USD / Upon Request | Upon request |  |  | Upon request | Manufactured to order (6-12 weeks) | Floor Ground / Coupled Assembly | IEC 62271-100, IEC 62271-102, IEC 62271-103, IEC 62271-200 | Page 11
Extensible RMU Modules | Modular Extensible Switchgear | Aegis Plus | AGP-EXT-LLLV-Ext-12kV | Aegis Plus Extensible LLLV-Ext 12kV | 4-Function Extensible RMU (3x 630A LBS + 1x 630A VCB) | 12kV | 630A | 21kA 3s | 1395 x 715 x 1430 mm | IP41 / IP54 | Dimensions: 1395 x 715 x 1430 mm; Side extensibility IP41 / Top extensibility IP41 & IP54 with DIN 400 Type C bushings; Coupling bar pitch: 60mm; SF6 stainless steel tank; Short time withstand: 21kA 3s; Peak: 52.5kA; Impulse: 75/125kV; IAC AF/AFL/AFLR 20kA 1s | USD / Upon Request | Upon request |  |  | Upon request | Manufactured to order (6-12 weeks) | Floor Ground / Coupled Assembly | IEC 62271-100, IEC 62271-102, IEC 62271-103, IEC 62271-200 | Page 11
Air Metering Unit (AMU) | Tariff Metering Panels | Aegis Plus AMU | AMU-Mt-NE-12kV | AMU Mt-NE 12kV 630A | Air Metering Unit - Freestanding Tariff Metering (Cable In / Cable Out, Non-Extensible) | 12kV | 630A | 20kA 1s | 725 x 670 x 1430 mm | IP41 (Indoor) | Dimensions: 725 x 670 x 1430 mm; Air insulated; Busbar cross-section: 160 mm²; Short time withstand: 20kA 1s; Peak withstand: 50kA; Impulse withstand: 75/125kV; Power freq: 28/50kV; Internal arc: IAC AF 20kA 1s; Accommodates 3x CTs & 1x 3ph / 3x 1ph VTs; DIN96 KWH meter provision; 110V anti-condensation space heater | USD / Upon Request | Upon request |  |  | Upon request | Manufactured to order (6-12 weeks) | Floor Ground / Substation Plinth | IEC 62271-200, DIN 42600 | Page 36
Air Metering Unit (AMU) | Tariff Metering Panels | Aegis Plus AMU | AMU-Mt-NE-24kV | AMU Mt-NE 24kV 630A | Air Metering Unit - Freestanding Tariff Metering (Cable In / Cable Out, Non-Extensible) | 24kV | 630A | 20kA 1s | 725 x 670 x 1430 mm | IP41 (Indoor) | Dimensions: 725 x 670 x 1430 mm; Air insulated; Busbar cross-section: 160 mm²; Short time withstand: 20kA 1s; Peak withstand: 50kA; Impulse withstand: 75/125kV; Power freq: 28/50kV; Internal arc: IAC AF 20kA 1s; Accommodates 3x CTs & 1x 3ph / 3x 1ph VTs; DIN96 KWH meter provision; 110V anti-condensation space heater | USD / Upon Request | Upon request |  |  | Upon request | Manufactured to order (6-12 weeks) | Floor Ground / Substation Plinth | IEC 62271-200, DIN 42600 | Page 36
Air Metering Unit (AMU) | Tariff Metering Panels | Aegis Plus AMU | AMU-Mt-NE-OUT-12kV | AMU Mt-NE-OUT 12kV 630A | Air Metering Unit - Freestanding Tariff Metering (Cable In / Cable Out, Outdoor) | 12kV | 630A | 20kA 1s | 725 x 670 x 1440 mm | IP54 (Outdoor) | Dimensions: 725 x 670 x 1440 mm; Air insulated; Busbar cross-section: 160 mm²; Short time withstand: 20kA 1s; Peak withstand: 50kA; Impulse withstand: 75/125kV; Power freq: 28/50kV; Internal arc: IAC AF 20kA 1s; Accommodates 3x CTs & 1x 3ph / 3x 1ph VTs; DIN96 KWH meter provision; 110V anti-condensation space heater | USD / Upon Request | Upon request |  |  | Upon request | Manufactured to order (6-12 weeks) | Floor Ground / Substation Plinth | IEC 62271-200, DIN 42600 | Page 36
Air Metering Unit (AMU) | Tariff Metering Panels | Aegis Plus AMU | AMU-Mt-NE-OUT-24kV | AMU Mt-NE-OUT 24kV 630A | Air Metering Unit - Freestanding Tariff Metering (Cable In / Cable Out, Outdoor) | 24kV | 630A | 20kA 1s | 725 x 670 x 1440 mm | IP54 (Outdoor) | Dimensions: 725 x 670 x 1440 mm; Air insulated; Busbar cross-section: 160 mm²; Short time withstand: 20kA 1s; Peak withstand: 50kA; Impulse withstand: 75/125kV; Power freq: 28/50kV; Internal arc: IAC AF 20kA 1s; Accommodates 3x CTs & 1x 3ph / 3x 1ph VTs; DIN96 KWH meter provision; 110V anti-condensation space heater | USD / Upon Request | Upon request |  |  | Upon request | Manufactured to order (6-12 weeks) | Floor Ground / Substation Plinth | IEC 62271-200, DIN 42600 | Page 36
Air Metering Unit (AMU) | Tariff Metering Panels | Aegis Plus AMU | AMU-Mt-EXT-12kV | AMU Mt-EXT 12kV 630A | Air Metering Unit - Tariff Metering (Cable In / Cable Out, Extensible) | 12kV | 630A | 20kA 1s | 845 x 730 x 1530 mm | IP41 (Indoor) | Dimensions: 845 x 730 x 1530 mm; Air insulated; Busbar cross-section: 160 mm²; Short time withstand: 20kA 1s; Peak withstand: 50kA; Impulse withstand: 75/125kV; Power freq: 28/50kV; Internal arc: IAC AF 20kA 1s; Accommodates 3x CTs & 1x 3ph / 3x 1ph VTs; DIN96 KWH meter provision; 110V anti-condensation space heater | USD / Upon Request | Upon request |  |  | Upon request | Manufactured to order (6-12 weeks) | Floor Ground / Substation Plinth | IEC 62271-200, DIN 42600 | Page 36
Air Metering Unit (AMU) | Tariff Metering Panels | Aegis Plus AMU | AMU-Mt-EXT-24kV | AMU Mt-EXT 24kV 630A | Air Metering Unit - Tariff Metering (Cable In / Cable Out, Extensible) | 24kV | 630A | 20kA 1s | 845 x 730 x 1530 mm | IP41 (Indoor) | Dimensions: 845 x 730 x 1530 mm; Air insulated; Busbar cross-section: 160 mm²; Short time withstand: 20kA 1s; Peak withstand: 50kA; Impulse withstand: 75/125kV; Power freq: 28/50kV; Internal arc: IAC AF 20kA 1s; Accommodates 3x CTs & 1x 3ph / 3x 1ph VTs; DIN96 KWH meter provision; 110V anti-condensation space heater | USD / Upon Request | Upon request |  |  | Upon request | Manufactured to order (6-12 weeks) | Floor Ground / Substation Plinth | IEC 62271-200, DIN 42600 | Page 36
Air Metering Unit (AMU) | Tariff Metering Panels | Aegis Plus AMU | AMU-M1-EXT-12kV | AMU M1-EXT 12kV 630A | Air Metering Unit - Busbar Metering (Busbar In / Busbar Out, Double End DE Extensible) | 12kV | 630A | 20kA 1s | 845 x 730 x 1530 mm | IP41 (Indoor) | Dimensions: 845 x 730 x 1530 mm; Air insulated; Busbar cross-section: 160 mm²; Short time withstand: 20kA 1s; Peak withstand: 50kA; Impulse withstand: 75/125kV; Power freq: 28/50kV; Internal arc: IAC AF 20kA 1s; Accommodates 3x CTs & 1x 3ph / 3x 1ph VTs; DIN96 KWH meter provision; 110V anti-condensation space heater | USD / Upon Request | Upon request |  |  | Upon request | Manufactured to order (6-12 weeks) | Floor Ground / Substation Plinth | IEC 62271-200, DIN 42600 | Page 37
Air Metering Unit (AMU) | Tariff Metering Panels | Aegis Plus AMU | AMU-M1-EXT-24kV | AMU M1-EXT 24kV 630A | Air Metering Unit - Busbar Metering (Busbar In / Busbar Out, Double End DE Extensible) | 24kV | 630A | 20kA 1s | 845 x 730 x 1530 mm | IP41 (Indoor) | Dimensions: 845 x 730 x 1530 mm; Air insulated; Busbar cross-section: 160 mm²; Short time withstand: 20kA 1s; Peak withstand: 50kA; Impulse withstand: 75/125kV; Power freq: 28/50kV; Internal arc: IAC AF 20kA 1s; Accommodates 3x CTs & 1x 3ph / 3x 1ph VTs; DIN96 KWH meter provision; 110V anti-condensation space heater | USD / Upon Request | Upon request |  |  | Upon request | Manufactured to order (6-12 weeks) | Floor Ground / Substation Plinth | IEC 62271-200, DIN 42600 | Page 37
Air Metering Unit (AMU) | Tariff Metering Panels | Aegis Plus AMU | AMU-M2-EXT-12kV | AMU M2-EXT 12kV 630A | Air Metering Unit - Incomer Metering (Cable In / Busbar Out, Right End RE Extensible) | 12kV | 630A | 20kA 1s | 845 x 730 x 1530 mm | IP41 (Indoor) | Dimensions: 845 x 730 x 1530 mm; Air insulated; Busbar cross-section: 160 mm²; Short time withstand: 20kA 1s; Peak withstand: 50kA; Impulse withstand: 75/125kV; Power freq: 28/50kV; Internal arc: IAC AF 20kA 1s; Accommodates 3x CTs & 1x 3ph / 3x 1ph VTs; DIN96 KWH meter provision; 110V anti-condensation space heater | USD / Upon Request | Upon request |  |  | Upon request | Manufactured to order (6-12 weeks) | Floor Ground / Substation Plinth | IEC 62271-200, DIN 42600 | Page 37
Air Metering Unit (AMU) | Tariff Metering Panels | Aegis Plus AMU | AMU-M2-EXT-24kV | AMU M2-EXT 24kV 630A | Air Metering Unit - Incomer Metering (Cable In / Busbar Out, Right End RE Extensible) | 24kV | 630A | 20kA 1s | 845 x 730 x 1530 mm | IP41 (Indoor) | Dimensions: 845 x 730 x 1530 mm; Air insulated; Busbar cross-section: 160 mm²; Short time withstand: 20kA 1s; Peak withstand: 50kA; Impulse withstand: 75/125kV; Power freq: 28/50kV; Internal arc: IAC AF 20kA 1s; Accommodates 3x CTs & 1x 3ph / 3x 1ph VTs; DIN96 KWH meter provision; 110V anti-condensation space heater | USD / Upon Request | Upon request |  |  | Upon request | Manufactured to order (6-12 weeks) | Floor Ground / Substation Plinth | IEC 62271-200, DIN 42600 | Page 37
Air Metering Unit (AMU) | Tariff Metering Panels | Aegis Plus AMU | AMU-M3-EXT-12kV | AMU M3-EXT 12kV 630A | Air Metering Unit - Outgoing Metering (Busbar In / Cable Out, Left End LE Extensible) | 12kV | 630A | 20kA 1s | 845 x 730 x 1530 mm | IP41 (Indoor) | Dimensions: 845 x 730 x 1530 mm; Air insulated; Busbar cross-section: 160 mm²; Short time withstand: 20kA 1s; Peak withstand: 50kA; Impulse withstand: 75/125kV; Power freq: 28/50kV; Internal arc: IAC AF 20kA 1s; Accommodates 3x CTs & 1x 3ph / 3x 1ph VTs; DIN96 KWH meter provision; 110V anti-condensation space heater | USD / Upon Request | Upon request |  |  | Upon request | Manufactured to order (6-12 weeks) | Floor Ground / Substation Plinth | IEC 62271-200, DIN 42600 | Page 37
Air Metering Unit (AMU) | Tariff Metering Panels | Aegis Plus AMU | AMU-M3-EXT-24kV | AMU M3-EXT 24kV 630A | Air Metering Unit - Outgoing Metering (Busbar In / Cable Out, Left End LE Extensible) | 24kV | 630A | 20kA 1s | 845 x 730 x 1530 mm | IP41 (Indoor) | Dimensions: 845 x 730 x 1530 mm; Air insulated; Busbar cross-section: 160 mm²; Short time withstand: 20kA 1s; Peak withstand: 50kA; Impulse withstand: 75/125kV; Power freq: 28/50kV; Internal arc: IAC AF 20kA 1s; Accommodates 3x CTs & 1x 3ph / 3x 1ph VTs; DIN96 KWH meter provision; 110V anti-condensation space heater | USD / Upon Request | Upon request |  |  | Upon request | Manufactured to order (6-12 weeks) | Floor Ground / Substation Plinth | IEC 62271-200, DIN 42600 | Page 37
Instrument Transformers (CT/VT) | Voltage Transformers (VT) | AMU VTs | VT-3P-11K-05 | VT 11000/110V Class 0.5 | Voltage Transformer 3-Phase 11000/110V (Narrow type DIN 42600) | 11kV / 22kV | 110V Secondary | - | DIN 42600 narrow form | IP00 (Inside Enclosure) | DIN 42600 narrow type standard; Epoxy resin cast; Primary voltage: 11kV / 22kV; Secondary voltage: 110V; Burden: 10/50/100VA; Class: Class 0.5 | USD / Upon Request | Upon request |  |  | Upon request | Available to order (2-4 weeks) | AMU Internal VT Bracket | IEC 61869-3, DIN 42600 | Page 37
Instrument Transformers (CT/VT) | Voltage Transformers (VT) | AMU VTs | VT-3P-11K-02 | VT 11000/110V Class 0.2 | Voltage Transformer 3-Phase 11000/110V High Precision (DIN 42600) | 11kV / 22kV | 110V Secondary | - | DIN 42600 narrow form | IP00 (Inside Enclosure) | DIN 42600 narrow type standard; Epoxy resin cast; Primary voltage: 11kV / 22kV; Secondary voltage: 110V; Burden: 50VA; Class: Class 0.2 | USD / Upon Request | Upon request |  |  | Upon request | Available to order (2-4 weeks) | AMU Internal VT Bracket | IEC 61869-3, DIN 42600 | Page 37
Instrument Transformers (CT/VT) | Voltage Transformers (VT) | AMU VTs | VT-3P-11K-10 | VT 11000/110V Class 1.0 | Voltage Transformer 3-Phase 11000/110V Industrial (DIN 42600) | 11kV / 22kV | 110V Secondary | - | DIN 42600 narrow form | IP00 (Inside Enclosure) | DIN 42600 narrow type standard; Epoxy resin cast; Primary voltage: 11kV / 22kV; Secondary voltage: 110V; Burden: 100VA; Class: Class 1.0 | USD / Upon Request | Upon request |  |  | Upon request | Available to order (2-4 weeks) | AMU Internal VT Bracket | IEC 61869-3, DIN 42600 | Page 37
Instrument Transformers (CT/VT) | Voltage Transformers (VT) | AMU VTs | VT-3P-22K-05 | VT 22000/110V Class 0.5 | Voltage Transformer 3-Phase 22000/110V (Narrow type DIN 42600) | 11kV / 22kV | 110V Secondary | - | DIN 42600 narrow form | IP00 (Inside Enclosure) | DIN 42600 narrow type standard; Epoxy resin cast; Primary voltage: 11kV / 22kV; Secondary voltage: 110V; Burden: 50/60VA; Class: Class 0.5 | USD / Upon Request | Upon request |  |  | Upon request | Available to order (2-4 weeks) | AMU Internal VT Bracket | IEC 61869-3, DIN 42600 | Page 37
Instrument Transformers (CT/VT) | Voltage Transformers (VT) | AMU VTs | VT-1P-11K-05 | VT 11000/110V Class 0.5 | Voltage Transformer Single-Phase 11000/110V Set of 3 (DIN 42600) | 11kV / 22kV | 110V Secondary | - | DIN 42600 narrow form | IP00 (Inside Enclosure) | DIN 42600 narrow type standard; Epoxy resin cast; Primary voltage: 11kV / 22kV; Secondary voltage: 110V; Burden: 50VA; Class: Class 0.5 | USD / Upon Request | Upon request |  |  | Upon request | Available to order (2-4 weeks) | AMU Internal VT Bracket | IEC 61869-3, DIN 42600 | Page 37
Instrument Transformers (CT/VT) | Voltage Transformers (VT) | AMU VTs | VT-1P-22K-05 | VT 22000/110V Class 0.5 | Voltage Transformer Single-Phase 22000/110V Set of 3 (DIN 42600) | 11kV / 22kV | 110V Secondary | - | DIN 42600 narrow form | IP00 (Inside Enclosure) | DIN 42600 narrow type standard; Epoxy resin cast; Primary voltage: 11kV / 22kV; Secondary voltage: 110V; Burden: 50VA; Class: Class 0.5 | USD / Upon Request | Upon request |  |  | Upon request | Available to order (2-4 weeks) | AMU Internal VT Bracket | IEC 61869-3, DIN 42600 | Page 37
Instrument Transformers (CT/VT) | Voltage Transformers (VT) | AMU VTs | VT-1P-11K-02 | VT 11000/110V Class 0.2 | Voltage Transformer Single-Phase 11000/110V High Accuracy Set of 3 | 11kV / 22kV | 110V Secondary | - | DIN 42600 narrow form | IP00 (Inside Enclosure) | DIN 42600 narrow type standard; Epoxy resin cast; Primary voltage: 11kV / 22kV; Secondary voltage: 110V; Burden: 30/50VA; Class: Class 0.2 | USD / Upon Request | Upon request |  |  | Upon request | Available to order (2-4 weeks) | AMU Internal VT Bracket | IEC 61869-3, DIN 42600 | Page 37
Instrument Transformers (CT/VT) | Voltage Transformers (VT) | AMU VTs | VT-1P-11K-10 | VT 11000/110V Class 1.0 | Voltage Transformer Single-Phase 11000/110V Industrial Set of 3 | 11kV / 22kV | 110V Secondary | - | DIN 42600 narrow form | IP00 (Inside Enclosure) | DIN 42600 narrow type standard; Epoxy resin cast; Primary voltage: 11kV / 22kV; Secondary voltage: 110V; Burden: 50VA; Class: Class 1.0 | USD / Upon Request | Upon request |  |  | Upon request | Available to order (2-4 weeks) | AMU Internal VT Bracket | IEC 61869-3, DIN 42600 | Page 37
Instrument Transformers (CT/VT) | Current Transformers (CT) | Protection & Metering CTs | CT-AMU-50-25-1A | CT 50-25/1A Class 0.2/0.5 | Current Transformer 50-25/1A Dual Ratio for AMU Metering | Up to 24kV | 50-25/1A | - | Ring core bushing/cable mounted | IP00 (Inside Enclosure) | Ring type cast resin CT; Ratio: 50-25/1A; Burden: 10VA; Class: Class 0.2/0.5; Suitable for tariff metering or circuit breaker protection relay / TLF | USD / Upon Request | Upon request |  |  | Upon request | Available from stock (1-2 weeks) | Over Bushings / Cables | IEC 61869-2 | Page 37
Instrument Transformers (CT/VT) | Current Transformers (CT) | Protection & Metering CTs | CT-AMU-50-25-5A | CT 50/25/5A Class 0.5 | Current Transformer 50/25/5A Dual Ratio for AMU Metering | Up to 24kV | 50/25/5A | - | Ring core bushing/cable mounted | IP00 (Inside Enclosure) | Ring type cast resin CT; Ratio: 50/25/5A; Burden: 10VA; Class: Class 0.5; Suitable for tariff metering or circuit breaker protection relay / TLF | USD / Upon Request | Upon request |  |  | Upon request | Available from stock (1-2 weeks) | Over Bushings / Cables | IEC 61869-2 | Page 37
Instrument Transformers (CT/VT) | Current Transformers (CT) | Protection & Metering CTs | CT-AMU-100-50-1A | CT 100-50/1A Class 0.2/0.5 | Current Transformer 100-50/1A Dual Ratio for AMU Metering | Up to 24kV | 100-50/1A | - | Ring core bushing/cable mounted | IP00 (Inside Enclosure) | Ring type cast resin CT; Ratio: 100-50/1A; Burden: 10VA; Class: Class 0.2/0.5; Suitable for tariff metering or circuit breaker protection relay / TLF | USD / Upon Request | Upon request |  |  | Upon request | Available from stock (1-2 weeks) | Over Bushings / Cables | IEC 61869-2 | Page 37
Instrument Transformers (CT/VT) | Current Transformers (CT) | Protection & Metering CTs | CT-AMU-100-50-5A | CT 100/50/5A Class 0.5 | Current Transformer 100/50/5A Dual Ratio for AMU Metering | Up to 24kV | 100/50/5A | - | Ring core bushing/cable mounted | IP00 (Inside Enclosure) | Ring type cast resin CT; Ratio: 100/50/5A; Burden: 10/15VA; Class: Class 0.5; Suitable for tariff metering or circuit breaker protection relay / TLF | USD / Upon Request | Upon request |  |  | Upon request | Available from stock (1-2 weeks) | Over Bushings / Cables | IEC 61869-2 | Page 37
Instrument Transformers (CT/VT) | Current Transformers (CT) | Protection & Metering CTs | CT-AMU-200-100-1A | CT 200-100/1A Class 0.2/0.5 | Current Transformer 200-100/1A Dual Ratio for AMU Metering | Up to 24kV | 200-100/1A | - | Ring core bushing/cable mounted | IP00 (Inside Enclosure) | Ring type cast resin CT; Ratio: 200-100/1A; Burden: 10/15VA; Class: Class 0.2/0.5; Suitable for tariff metering or circuit breaker protection relay / TLF | USD / Upon Request | Upon request |  |  | Upon request | Available from stock (1-2 weeks) | Over Bushings / Cables | IEC 61869-2 | Page 37
Instrument Transformers (CT/VT) | Current Transformers (CT) | Protection & Metering CTs | CT-AMU-200-100-5A | CT 200/100/5A Class 0.5 | Current Transformer 200/100/5A Dual Ratio for AMU Metering | Up to 24kV | 200/100/5A | - | Ring core bushing/cable mounted | IP00 (Inside Enclosure) | Ring type cast resin CT; Ratio: 200/100/5A; Burden: 5/15VA; Class: Class 0.5; Suitable for tariff metering or circuit breaker protection relay / TLF | USD / Upon Request | Upon request |  |  | Upon request | Available from stock (1-2 weeks) | Over Bushings / Cables | IEC 61869-2 | Page 37
Instrument Transformers (CT/VT) | Current Transformers (CT) | Protection & Metering CTs | CT-AMU-300-150-5A | CT 300/150/5A Class 0.5/1.0 | Current Transformer 300/150/5A Dual Ratio for AMU Metering | Up to 24kV | 300/150/5A | - | Ring core bushing/cable mounted | IP00 (Inside Enclosure) | Ring type cast resin CT; Ratio: 300/150/5A; Burden: 5/15VA; Class: Class 0.5/1.0; Suitable for tariff metering or circuit breaker protection relay / TLF | USD / Upon Request | Upon request |  |  | Upon request | Available from stock (1-2 weeks) | Over Bushings / Cables | IEC 61869-2 | Page 37
Instrument Transformers (CT/VT) | Current Transformers (CT) | Protection & Metering CTs | CT-AMU-400-200-5A | CT 400/200/5A Class 0.2/0.5 | Current Transformer 400/200/5A Dual Ratio for AMU Metering | Up to 24kV | 400/200/5A | - | Ring core bushing/cable mounted | IP00 (Inside Enclosure) | Ring type cast resin CT; Ratio: 400/200/5A; Burden: 15/20VA; Class: Class 0.2/0.5; Suitable for tariff metering or circuit breaker protection relay / TLF | USD / Upon Request | Upon request |  |  | Upon request | Available from stock (1-2 weeks) | Over Bushings / Cables | IEC 61869-2 | Page 37
Instrument Transformers (CT/VT) | Current Transformers (CT) | Protection & Metering CTs | CT-PROT-100-50 | CT 100:50/- 5P10 Protection | Protection Current Transformer Dual Primary Ratio 100:50/- | Up to 24kV | 100:50/- | - | Ring core bushing/cable mounted | IP00 (Inside Enclosure) | Ring type cast resin CT; Ratio: 100:50/-; Burden: 15VA; Class: 5P10 Protection; Suitable for tariff metering or circuit breaker protection relay / TLF | USD / Upon Request | Upon request |  |  | Upon request | Available from stock (1-2 weeks) | Over Bushings / Cables | IEC 61869-2 | Page 46
Instrument Transformers (CT/VT) | Current Transformers (CT) | Protection & Metering CTs | CT-PROT-200-100 | CT 200:100/- 5P10 Protection | Protection Current Transformer Dual Primary Ratio 200:100/- | Up to 24kV | 200:100/- | - | Ring core bushing/cable mounted | IP00 (Inside Enclosure) | Ring type cast resin CT; Ratio: 200:100/-; Burden: 15VA; Class: 5P10 Protection; Suitable for tariff metering or circuit breaker protection relay / TLF | USD / Upon Request | Upon request |  |  | Upon request | Available from stock (1-2 weeks) | Over Bushings / Cables | IEC 61869-2 | Page 46
Instrument Transformers (CT/VT) | Current Transformers (CT) | Protection & Metering CTs | CT-PROT-150-100-50 | CT 150:100:50/- 5P10 Protection | Protection Current Transformer Triple Primary Ratio 150:100:50/- | Up to 24kV | 150:100:50/- | - | Ring core bushing/cable mounted | IP00 (Inside Enclosure) | Ring type cast resin CT; Ratio: 150:100:50/-; Burden: 15VA; Class: 5P10 Protection; Suitable for tariff metering or circuit breaker protection relay / TLF | USD / Upon Request | Upon request |  |  | Upon request | Available from stock (1-2 weeks) | Over Bushings / Cables | IEC 61869-2 | Page 46
Smart Grid RTU & Automation | Remote Terminal Units (RTU) | Gemini 3 | G3-RTU-BASE | Gemini 3 G3-RTU-BASE | Gemini 3 Modular Remote Terminal Unit (RTU) Complete Base Unit | 24V DC | - | - | Integrated Upper LV compartment | IP41 / IP54 Enclosure | Communication: Dual isolated Ethernet, RS232, isolated RS485; GSM/GPRS/Radio/Optic fibre ready; 7000 event non-volatile memory; SCADA synchronised real-time clock; ENATS compliant | USD / Upon Request | Upon request |  |  | Upon request | Available to order (2-4 weeks) | Integrated Upper LV Compartment | ENATS, IEC 60870-5-101/104, DNP 3.0, Modbus TCP/RTU | Page 38
Smart Grid RTU & Automation | Remote Terminal Units (RTU) | Gemini 3 | G3-MCM | Gemini 3 G3-MCM | Gemini 3 Master Control Module (Main Processor & Protocol Communications) | 24V DC | - | - | Integrated Upper LV compartment | IP41 / IP54 Enclosure | Communication: Dual isolated Ethernet, RS232, isolated RS485; GSM/GPRS/Radio/Optic fibre ready; 7000 event non-volatile memory; SCADA synchronised real-time clock; ENATS compliant | USD / Upon Request | Upon request |  |  | Upon request | Available to order (2-4 weeks) | Integrated Upper LV Compartment | ENATS, IEC 60870-5-101/104, DNP 3.0, Modbus TCP/RTU | Page 38
Smart Grid RTU & Automation | Remote Terminal Units (RTU) | Gemini 3 | G3-SSM | Gemini 3 G3-SSM | Gemini 3 Single Switch Module (Secure interlocked control of single switch) | 24V DC | - | - | Integrated Upper LV compartment | IP41 / IP54 Enclosure | Communication: Dual isolated Ethernet, RS232, isolated RS485; GSM/GPRS/Radio/Optic fibre ready; 7000 event non-volatile memory; SCADA synchronised real-time clock; ENATS compliant | USD / Upon Request | Upon request |  |  | Upon request | Available to order (2-4 weeks) | Integrated Upper LV Compartment | ENATS, IEC 60870-5-101/104, DNP 3.0, Modbus TCP/RTU | Page 38
Smart Grid RTU & Automation | Remote Terminal Units (RTU) | Gemini 3 | G3-DSM | Gemini 3 G3-DSM | Gemini 3 Dual Switch Module (Secure interlocked control of two MV switches) | 24V DC | - | - | Integrated Upper LV compartment | IP41 / IP54 Enclosure | Communication: Dual isolated Ethernet, RS232, isolated RS485; GSM/GPRS/Radio/Optic fibre ready; 7000 event non-volatile memory; SCADA synchronised real-time clock; ENATS compliant | USD / Upon Request | Upon request |  |  | Upon request | Available to order (2-4 weeks) | Integrated Upper LV Compartment | ENATS, IEC 60870-5-101/104, DNP 3.0, Modbus TCP/RTU | Page 38
Smart Grid RTU & Automation | Remote Terminal Units (RTU) | Gemini 3 | G3-PSM | Gemini 3 G3-PSM | Gemini 3 Power Supply Module with intelligent 24V DC battery charging | 110-240V AC / 24V DC | - | - | Integrated Upper LV compartment | IP41 / IP54 Enclosure | Communication: Dual isolated Ethernet, RS232, isolated RS485; GSM/GPRS/Radio/Optic fibre ready; 7000 event non-volatile memory; SCADA synchronised real-time clock; ENATS compliant | USD / Upon Request | Upon request |  |  | Upon request | Available to order (2-4 weeks) | Integrated Upper LV Compartment | ENATS, IEC 60870-5-101/104, DNP 3.0, Modbus TCP/RTU | Page 38
Smart Grid RTU & Automation | Remote Terminal Units (RTU) | Gemini 3 | G3-IOM | Gemini 3 G3-IOM | Gemini 3 Input Output Module (Digital & analogue inputs, relay outputs) | 24V DC | - | - | Integrated Upper LV compartment | IP41 / IP54 Enclosure | Communication: Dual isolated Ethernet, RS232, isolated RS485; GSM/GPRS/Radio/Optic fibre ready; 7000 event non-volatile memory; SCADA synchronised real-time clock; ENATS compliant | USD / Upon Request | Upon request |  |  | Upon request | Available to order (2-4 weeks) | Integrated Upper LV Compartment | ENATS, IEC 60870-5-101/104, DNP 3.0, Modbus TCP/RTU | Page 38
Smart Grid RTU & Automation | Remote Terminal Units (RTU) | Gemini 3 | G3-FPM | Gemini 3 G3-FPM | Gemini 3 Fault Passage Module (Dual FPI overcurrent & earth fault detection) | 24V DC | - | - | Integrated Upper LV compartment | IP41 / IP54 Enclosure | Communication: Dual isolated Ethernet, RS232, isolated RS485; GSM/GPRS/Radio/Optic fibre ready; 7000 event non-volatile memory; SCADA synchronised real-time clock; ENATS compliant | USD / Upon Request | Upon request |  |  | Upon request | Available to order (2-4 weeks) | Integrated Upper LV Compartment | ENATS, IEC 60870-5-101/104, DNP 3.0, Modbus TCP/RTU | Page 38
Smart Grid RTU & Automation | Remote Terminal Units (RTU) | Gemini 3 | G3-HMI | Gemini 3 G3-HMI | Gemini 3 Human Machine Interface (Local LCD display and push-button control) | 24V DC | - | - | Integrated Upper LV compartment | IP41 / IP54 Enclosure | Communication: Dual isolated Ethernet, RS232, isolated RS485; GSM/GPRS/Radio/Optic fibre ready; 7000 event non-volatile memory; SCADA synchronised real-time clock; ENATS compliant | USD / Upon Request | Upon request |  |  | Upon request | Available to order (2-4 weeks) | Integrated Upper LV Compartment | ENATS, IEC 60870-5-101/104, DNP 3.0, Modbus TCP/RTU | Page 38
Smart Grid RTU & Automation | Remote Terminal Units (RTU) | Gemini 3 | AGP-ATS-PACKAGE | Gemini 3 AGP-ATS-PACKAGE | Automatic Transfer Scheme (ATS) Automation Package with Gemini 3 RTU | 24V DC / Mains | - | - | Integrated Upper LV compartment | IP41 / IP54 Enclosure | Communication: Dual isolated Ethernet, RS232, isolated RS485; GSM/GPRS/Radio/Optic fibre ready; 7000 event non-volatile memory; SCADA synchronised real-time clock; ENATS compliant | USD / Upon Request | Upon request |  |  | Upon request | Available to order (2-4 weeks) | Integrated Upper LV Compartment | ENATS, IEC 60870-5-101/104, DNP 3.0, Modbus TCP/RTU | Page 39
Circuit Breaker Protection (TLF) | Protection Fuses & Links | Aegis Protection | TLF-3A | Fuse Link 3A | Time Limit Fuse Link 3A (57mm x 13mm) for Transformer Fault Protection | 3.3 - 24kV | 3A | Fast trip via shunt coil | 57mm x 13mm | IP41 (Internal) | Fuse dimensions: Length 57mm x Diameter 13mm; Shunted with circuit breaker trip coil fed from CT; Zero capacitor charging time lag; Overcurrent & earth fault protection; Standards: ENA TS 12-6, ENA TS 41-36 | USD | 5 |  |  | Quoted in Catalogue | In Stock (Immediate Dispatch) | Fuse Clips in Front LV Panel | ENA TS 12-6, ENA TS 41-36, IEC 62271-105 | Page 23
Circuit Breaker Protection (TLF) | Protection Fuses & Links | Aegis Protection | TLF-5A | Fuse Link 5A | Time Limit Fuse Link 5A (57mm x 13mm) for Transformer Fault Protection | 3.3 - 24kV | 5A | Fast trip via shunt coil | 57mm x 13mm | IP41 (Internal) | Fuse dimensions: Length 57mm x Diameter 13mm; Shunted with circuit breaker trip coil fed from CT; Zero capacitor charging time lag; Overcurrent & earth fault protection; Standards: ENA TS 12-6, ENA TS 41-36 | USD | 5 |  |  | Quoted in Catalogue | In Stock (Immediate Dispatch) | Fuse Clips in Front LV Panel | ENA TS 12-6, ENA TS 41-36, IEC 62271-105 | Page 23
Circuit Breaker Protection (TLF) | Protection Fuses & Links | Aegis Protection | TLF-7.5A | Fuse Link 7.5A | Time Limit Fuse Link 7.5A (57mm x 13mm) for Transformer Fault Protection | 3.3 - 24kV | 7.5A | Fast trip via shunt coil | 57mm x 13mm | IP41 (Internal) | Fuse dimensions: Length 57mm x Diameter 13mm; Shunted with circuit breaker trip coil fed from CT; Zero capacitor charging time lag; Overcurrent & earth fault protection; Standards: ENA TS 12-6, ENA TS 41-36 | USD | 5 |  |  | Quoted in Catalogue | In Stock (Immediate Dispatch) | Fuse Clips in Front LV Panel | ENA TS 12-6, ENA TS 41-36, IEC 62271-105 | Page 23
Circuit Breaker Protection (TLF) | Protection Fuses & Links | Aegis Protection | TLF-10A | Fuse Link 10A | Time Limit Fuse Link 10A (57mm x 13mm) for Transformer Fault Protection | 3.3 - 24kV | 10A | Fast trip via shunt coil | 57mm x 13mm | IP41 (Internal) | Fuse dimensions: Length 57mm x Diameter 13mm; Shunted with circuit breaker trip coil fed from CT; Zero capacitor charging time lag; Overcurrent & earth fault protection; Standards: ENA TS 12-6, ENA TS 41-36 | USD | 5 |  |  | Quoted in Catalogue | In Stock (Immediate Dispatch) | Fuse Clips in Front LV Panel | ENA TS 12-6, ENA TS 41-36, IEC 62271-105 | Page 23
Circuit Breaker Protection (TLF) | Protection Fuses & Links | Aegis Protection | TLF-12.5A | Fuse Link 12.5A | Time Limit Fuse Link 12.5A (57mm x 13mm) for Transformer Fault Protection | 3.3 - 24kV | 12.5A | Fast trip via shunt coil | 57mm x 13mm | IP41 (Internal) | Fuse dimensions: Length 57mm x Diameter 13mm; Shunted with circuit breaker trip coil fed from CT; Zero capacitor charging time lag; Overcurrent & earth fault protection; Standards: ENA TS 12-6, ENA TS 41-36 | USD | 5 |  |  | Quoted in Catalogue | In Stock (Immediate Dispatch) | Fuse Clips in Front LV Panel | ENA TS 12-6, ENA TS 41-36, IEC 62271-105 | Page 23
Circuit Breaker Protection (TLF) | Protection Fuses & Links | Aegis Protection | TLF-15A | Fuse Link 15A | Time Limit Fuse Link 15A (57mm x 13mm) for Transformer Fault Protection | 3.3 - 24kV | 15A | Fast trip via shunt coil | 57mm x 13mm | IP41 (Internal) | Fuse dimensions: Length 57mm x Diameter 13mm; Shunted with circuit breaker trip coil fed from CT; Zero capacitor charging time lag; Overcurrent & earth fault protection; Standards: ENA TS 12-6, ENA TS 41-36 | USD | 5 |  |  | Quoted in Catalogue | In Stock (Immediate Dispatch) | Fuse Clips in Front LV Panel | ENA TS 12-6, ENA TS 41-36, IEC 62271-105 | Page 23
Circuit Breaker Protection (TLF) | Protection Fuses & Links | Aegis Protection | HV-FUSE-SET | Fuse Link Up to 200A | High Voltage Fuse-Links Set for F Switch (Transformer Protection up to 1000kVA) | 12 - 24kV | Up to 200A | Fast trip via shunt coil | Standard DIN HV fuse | IP41 (Internal) | Fuse dimensions: Length 57mm x Diameter 13mm; Shunted with circuit breaker trip coil fed from CT; Zero capacitor charging time lag; Overcurrent & earth fault protection; Standards: ENA TS 12-6, ENA TS 41-36 | USD | 50 |  |  | Quoted in Catalogue | In Stock (Immediate Dispatch) | Fuse Clips in Front LV Panel | ENA TS 12-6, ENA TS 41-36, IEC 62271-105 | Page 23
Protection Relays | Numerical & Self-Powered Relays | Woodward Relay Series | WIP1 | Woodward WIP1 | WIP1 Self & Dual Powered Overcurrent & Earth Fault Protection Relay | Self-powered from CT / Aux 24-230V AC/DC | 1A / 5A CT Secondary | - | Standard DIN Flush Panel Mount | IP54 Front Face | Eliminates reliance on external power supplies; Fault current recording; Non-volatile event memory; Secondary injection testing support; Operating temp: -30°C to +70°C; Standards: IEC 60255 | USD / Upon Request | Upon request |  |  | Upon request | Available from stock (1-2 weeks) | Fascia Panel Cutout | IEC 60255, IEC 61000 | Page 25
Protection Relays | Numerical & Self-Powered Relays | Woodward Relay Series | WIC1 | Woodward WIC1 | WIC1 Self-Powered Overcurrent and Earth Fault Protection Relay | Self-powered from CT / Aux 24-230V AC/DC | 1A / 5A CT Secondary | - | Standard DIN Flush Panel Mount | IP54 Front Face | Eliminates reliance on external power supplies; Fault current recording; Non-volatile event memory; Secondary injection testing support; Operating temp: -30°C to +70°C; Standards: IEC 60255 | USD / Upon Request | Upon request |  |  | Upon request | Available from stock (1-2 weeks) | Fascia Panel Cutout | IEC 60255, IEC 61000 | Page 46
Protection Relays | Numerical & Self-Powered Relays | Ashida Relay Series | ADR241S | Ashida ADR241S | ADR241S Numerical Feeder Protection Relay (Dual Powered) | Self-powered from CT / Aux 24-230V AC/DC | 1A / 5A CT Secondary | - | Standard DIN Flush Panel Mount | IP54 Front Face | Eliminates reliance on external power supplies; Fault current recording; Non-volatile event memory; Secondary injection testing support; Operating temp: -30°C to +70°C; Standards: IEC 60255 | USD / Upon Request | Upon request |  |  | Upon request | Available from stock (1-2 weeks) | Fascia Panel Cutout | IEC 60255, IEC 61000 | Page 25
Protection Relays | Numerical & Self-Powered Relays | Kries Relay Series | IKI-35 | Kries IKI-35 | IKI-35 Feeder Protection Relay with Integrated CT Inputs | Self-powered from CT / Aux 24-230V AC/DC | 1A / 5A CT Secondary | - | Standard DIN Flush Panel Mount | IP54 Front Face | Eliminates reliance on external power supplies; Fault current recording; Non-volatile event memory; Secondary injection testing support; Operating temp: -30°C to +70°C; Standards: IEC 60255 | USD / Upon Request | Upon request |  |  | Upon request | Available from stock (1-2 weeks) | Fascia Panel Cutout | IEC 60255, IEC 61000 | Page 25
Protection Relays | Numerical & Self-Powered Relays | Fanox Relay Series | SIA-C | Fanox SIA-C | SIA-C Dual Powered Protection Relay with Peak Demand & Modbus | Self-powered from CT / Aux 24-230V AC/DC | 1A / 5A CT Secondary | - | Standard DIN Flush Panel Mount | IP54 Front Face | Eliminates reliance on external power supplies; Fault current recording; Non-volatile event memory; Secondary injection testing support; Operating temp: -30°C to +70°C; Standards: IEC 60255 | USD / Upon Request | Upon request |  |  | Upon request | Available from stock (1-2 weeks) | Fascia Panel Cutout | IEC 60255, IEC 61000 | Page 25
Protection Relays | Numerical & Self-Powered Relays | Fanox Relay Series | SIA-B | Fanox SIA-B | SIA-B Overcurrent, Earth Fault & Thermal Overload Protection Relay | Self-powered from CT / Aux 24-230V AC/DC | 1A / 5A CT Secondary | - | Standard DIN Flush Panel Mount | IP54 Front Face | Eliminates reliance on external power supplies; Fault current recording; Non-volatile event memory; Secondary injection testing support; Operating temp: -30°C to +70°C; Standards: IEC 60255 | USD / Upon Request | Upon request |  |  | Upon request | Available from stock (1-2 weeks) | Fascia Panel Cutout | IEC 60255, IEC 61000 | Page 25
Protection Relays | Numerical & Self-Powered Relays | C&S Electric Relay Series | CSPR-V2 | C&S Electric CSPR-V2 | CSPR-V2 Self-Powered Microcontroller Protection Relay | Self-powered from CT / Aux 24-230V AC/DC | 1A / 5A CT Secondary | - | Standard DIN Flush Panel Mount | IP54 Front Face | Eliminates reliance on external power supplies; Fault current recording; Non-volatile event memory; Secondary injection testing support; Operating temp: -30°C to +70°C; Standards: IEC 60255 | USD / Upon Request | Upon request |  |  | Upon request | Available from stock (1-2 weeks) | Fascia Panel Cutout | IEC 60255, IEC 61000 | Page 46
Earth Fault Indicators (EFI) | Fault Passage Indicators | Horstmann EFI Series | SIGMA F+E 3 | Horstmann SIGMA F+E 3 | Horstmann SIGMA F+E 3 Non-Directional Short-Circuit & Earth Fault Indicator | 1 - 38kV Medium Voltage Networks | 50A Trip Current | - | 96 x 48 mm DIN cutout | IP40 | Trip current: 50A; Minimum fault duration: 2.5 cycles; Operating temp: -30°C to +70°C (-40°C to +80°C for SupaRule); Automatic timer reset (4 or 8h / 10s after mains restore); Manual reset push button | USD / Upon Request | Upon request |  |  | Upon request | In Stock (Immediate Dispatch) | Fascia DIN Cutout / Surface Mount | IEC 61010, IEEE 495 | Page 26
Earth Fault Indicators (EFI) | Fault Passage Indicators | Horstmann EFI Series | SIGMA D/D+ | Horstmann SIGMA D/D+ | Horstmann SIGMA D/D+ Directional Short-Circuit & Earth Fault Indicator | 1 - 38kV Medium Voltage Networks | 50A Trip Current | - | 96 x 48 mm DIN cutout | IP40 | Trip current: 50A; Minimum fault duration: 2.5 cycles; Operating temp: -30°C to +70°C (-40°C to +80°C for SupaRule); Automatic timer reset (4 or 8h / 10s after mains restore); Manual reset push button | USD / Upon Request | Upon request |  |  | Upon request | In Stock (Immediate Dispatch) | Fascia DIN Cutout / Surface Mount | IEC 61010, IEEE 495 | Page 26
Earth Fault Indicators (EFI) | Fault Passage Indicators | Horstmann EFI Series | ComPass A | Horstmann ComPass A | Horstmann ComPass A Non-Directional EFI with RS485 Modbus RTU | 1 - 38kV Medium Voltage Networks | 50A Trip Current | - | 96 x 48 mm DIN cutout | IP50 | Trip current: 50A; Minimum fault duration: 2.5 cycles; Operating temp: -30°C to +70°C (-40°C to +80°C for SupaRule); Automatic timer reset (4 or 8h / 10s after mains restore); Manual reset push button | USD / Upon Request | Upon request |  |  | Upon request | In Stock (Immediate Dispatch) | Fascia DIN Cutout / Surface Mount | IEC 61010, IEEE 495 | Page 26
Earth Fault Indicators (EFI) | Fault Passage Indicators | Horstmann EFI Series | ComPass B | Horstmann ComPass B | Horstmann ComPass B Directional EFI with RS485 Modbus RTU | 1 - 38kV Medium Voltage Networks | 50A Trip Current | - | 96 x 48 mm DIN cutout | IP50 | Trip current: 50A; Minimum fault duration: 2.5 cycles; Operating temp: -30°C to +70°C (-40°C to +80°C for SupaRule); Automatic timer reset (4 or 8h / 10s after mains restore); Manual reset push button | USD / Upon Request | Upon request |  |  | Upon request | In Stock (Immediate Dispatch) | Fascia DIN Cutout / Surface Mount | IEC 61010, IEEE 495 | Page 26
Earth Fault Indicators (EFI) | Fault Passage Indicators | Horstmann EFI Series | EARTH Zero (PI) | Horstmann EARTH Zero (PI) | Horstmann EARTH Zero Earth Fault Indicator (Plug-in Housing) | 1 - 38kV Medium Voltage Networks | 50A Trip Current | - | 96 x 48 mm DIN cutout | IP40 | Trip current: 50A; Minimum fault duration: 2.5 cycles; Operating temp: -30°C to +70°C (-40°C to +80°C for SupaRule); Automatic timer reset (4 or 8h / 10s after mains restore); Manual reset push button | USD / Upon Request | Upon request |  |  | Upon request | In Stock (Immediate Dispatch) | Fascia DIN Cutout / Surface Mount | IEC 61010, IEEE 495 | Page 27
Earth Fault Indicators (EFI) | Fault Passage Indicators | Horstmann EFI Series | EARTH Zero (SM) | Horstmann EARTH Zero (SM) | Horstmann EARTH Zero Earth Fault Indicator (Surface Mount Housing) | 1 - 38kV Medium Voltage Networks | 50A Trip Current | - | 96 x 48 mm DIN cutout | IP65 | Trip current: 50A; Minimum fault duration: 2.5 cycles; Operating temp: -30°C to +70°C (-40°C to +80°C for SupaRule); Automatic timer reset (4 or 8h / 10s after mains restore); Manual reset push button | USD / Upon Request | Upon request |  |  | Upon request | In Stock (Immediate Dispatch) | Fascia DIN Cutout / Surface Mount | IEC 61010, IEEE 495 | Page 27
Earth Fault Indicators (EFI) | Fault Passage Indicators | Horstmann EFI Series | EARTH Zero Flag (PI) | Horstmann EARTH Zero Flag (PI) | Horstmann EARTH Zero Flag EFI with Mechanical Red Flag (Plug-in) | 1 - 38kV Medium Voltage Networks | 50A Trip Current | - | 96 x 48 mm DIN cutout | IP40 | Trip current: 50A; Minimum fault duration: 2.5 cycles; Operating temp: -30°C to +70°C (-40°C to +80°C for SupaRule); Automatic timer reset (4 or 8h / 10s after mains restore); Manual reset push button | USD / Upon Request | Upon request |  |  | Upon request | In Stock (Immediate Dispatch) | Fascia DIN Cutout / Surface Mount | IEC 61010, IEEE 495 | Page 27
Earth Fault Indicators (EFI) | Fault Passage Indicators | Horstmann EFI Series | EARTH Zero Flag (SM) | Horstmann EARTH Zero Flag (SM) | Horstmann EARTH Zero Flag EFI with Mechanical Red Flag (Surface Mount) | 1 - 38kV Medium Voltage Networks | 50A Trip Current | - | 96 x 48 mm DIN cutout | IP65 | Trip current: 50A; Minimum fault duration: 2.5 cycles; Operating temp: -30°C to +70°C (-40°C to +80°C for SupaRule); Automatic timer reset (4 or 8h / 10s after mains restore); Manual reset push button | USD / Upon Request | Upon request |  |  | Upon request | In Stock (Immediate Dispatch) | Fascia DIN Cutout / Surface Mount | IEC 61010, IEEE 495 | Page 27
Earth Fault Indicators (EFI) | Fault Passage Indicators | Horstmann EFI Series | EARTH 4.0 | Horstmann EARTH 4.0 | Horstmann EARTH 4.0 Advanced Earth Fault Indicator with Low Battery LED | 1 - 38kV Medium Voltage Networks | 50A Trip Current | - | 96 x 48 mm DIN cutout | IP65 | Trip current: 50A; Minimum fault duration: 2.5 cycles; Operating temp: -30°C to +70°C (-40°C to +80°C for SupaRule); Automatic timer reset (4 or 8h / 10s after mains restore); Manual reset push button | USD / Upon Request | Upon request |  |  | Upon request | In Stock (Immediate Dispatch) | Fascia DIN Cutout / Surface Mount | IEC 61010, IEEE 495 | Page 27
Earth Fault Indicators (EFI) | Fault Passage Indicators | SupaRule EFI Series | BLZ-50 | SupaRule BLZ-50 | SupaRule Sensorform BLZ-50 Battery Powered EFI with LED Indication | 1 - 38kV Medium Voltage Networks | 50A Trip Current | - | 96 x 48 mm DIN cutout | IP65 | Trip current: 50A; Minimum fault duration: 2.5 cycles; Operating temp: -30°C to +70°C (-40°C to +80°C for SupaRule); Automatic timer reset (4 or 8h / 10s after mains restore); Manual reset push button | USD / Upon Request | Upon request |  |  | Upon request | In Stock (Immediate Dispatch) | Fascia DIN Cutout / Surface Mount | IEC 61010, IEEE 495 | Page 27
Earth Fault Indicators (EFI) | Fault Passage Indicators | SupaRule EFI Series | BFZ-50 | SupaRule BFZ-50 | SupaRule Sensorform BFZ-50 Battery Powered EFI with Mechanical Flag | 1 - 38kV Medium Voltage Networks | 50A Trip Current | - | 96 x 48 mm DIN cutout | IP65 | Trip current: 50A; Minimum fault duration: 2.5 cycles; Operating temp: -30°C to +70°C (-40°C to +80°C for SupaRule); Automatic timer reset (4 or 8h / 10s after mains restore); Manual reset push button | USD / Upon Request | Upon request |  |  | Upon request | In Stock (Immediate Dispatch) | Fascia DIN Cutout / Surface Mount | IEC 61010, IEEE 495 | Page 27
Earth Fault Indicators (EFI) | Fault Passage Indicators | SupaRule EFI Series | MFZ-50 | SupaRule MFZ-50 | SupaRule Sensorform MFZ-50 Mains Powered EFI (110-240V AC) with Mech Flag | 1 - 38kV Medium Voltage Networks | 50A Trip Current | - | 96 x 48 mm DIN cutout | IP65 | Trip current: 50A; Minimum fault duration: 2.5 cycles; Operating temp: -30°C to +70°C (-40°C to +80°C for SupaRule); Automatic timer reset (4 or 8h / 10s after mains restore); Manual reset push button | USD / Upon Request | Upon request |  |  | Upon request | In Stock (Immediate Dispatch) | Fascia DIN Cutout / Surface Mount | IEC 61010, IEEE 495 | Page 27
Earth Fault Indicators (EFI) | Fault Passage Indicators | SupaRule EFI Series | MLZ-50 | SupaRule MLZ-50 | SupaRule Sensorform MLZ-50 Mains Powered EFI (110-240V AC) with LED Indication | 1 - 38kV Medium Voltage Networks | 50A Trip Current | - | 96 x 48 mm DIN cutout | IP65 | Trip current: 50A; Minimum fault duration: 2.5 cycles; Operating temp: -30°C to +70°C (-40°C to +80°C for SupaRule); Automatic timer reset (4 or 8h / 10s after mains restore); Manual reset push button | USD / Upon Request | Upon request |  |  | Upon request | In Stock (Immediate Dispatch) | Fascia DIN Cutout / Surface Mount | IEC 61010, IEEE 495 | Page 27
Earth Fault Indicators (EFI) | Fault Passage Indicators | SupaRule EFI Series | CFZ-50 | SupaRule CFZ-50 | SupaRule Sensorform CFZ-50 Self-Powered CT-Driven EFI with Mech Flag | 1 - 38kV Medium Voltage Networks | 50A Trip Current | - | 96 x 48 mm DIN cutout | IP65 | Trip current: 50A; Minimum fault duration: 2.5 cycles; Operating temp: -30°C to +70°C (-40°C to +80°C for SupaRule); Automatic timer reset (4 or 8h / 10s after mains restore); Manual reset push button | USD / Upon Request | Upon request |  |  | Upon request | In Stock (Immediate Dispatch) | Fascia DIN Cutout / Surface Mount | IEC 61010, IEEE 495 | Page 27
Earth Fault Indicators (EFI) | Fault Passage Indicators | SupaRule EFI Series | CLZ-50 | SupaRule CLZ-50 | SupaRule Sensorform CLZ-50 Self-Powered CT-Driven EFI with LED Indication | 1 - 38kV Medium Voltage Networks | 50A Trip Current | - | 96 x 48 mm DIN cutout | IP65 | Trip current: 50A; Minimum fault duration: 2.5 cycles; Operating temp: -30°C to +70°C (-40°C to +80°C for SupaRule); Automatic timer reset (4 or 8h / 10s after mains restore); Manual reset push button | USD / Upon Request | Upon request |  |  | Upon request | In Stock (Immediate Dispatch) | Fascia DIN Cutout / Surface Mount | IEC 61010, IEEE 495 | Page 27
Earth Fault Indicators (EFI) | Fault Passage Indicators | SupaRule EFI Series | CT100 | SupaRule CT100 | SupaRule Current Sensor CT 100mm Diameter for Sensorform EFI | 1 - 38kV Medium Voltage Networks | 50A Trip Current | - | 96 x 48 mm DIN cutout | IP65 | Trip current: 50A; Minimum fault duration: 2.5 cycles; Operating temp: -30°C to +70°C (-40°C to +80°C for SupaRule); Automatic timer reset (4 or 8h / 10s after mains restore); Manual reset push button | USD / Upon Request | Upon request |  |  | Upon request | In Stock (Immediate Dispatch) | Fascia DIN Cutout / Surface Mount | IEC 61010, IEEE 495 | Page 27
Earth Fault Indicators (EFI) | Fault Passage Indicators | SupaRule EFI Series | CT150 | SupaRule CT150 | SupaRule Current Sensor CT 150mm Diameter for Sensorform EFI | 1 - 38kV Medium Voltage Networks | 50A Trip Current | - | 96 x 48 mm DIN cutout | IP65 | Trip current: 50A; Minimum fault duration: 2.5 cycles; Operating temp: -30°C to +70°C (-40°C to +80°C for SupaRule); Automatic timer reset (4 or 8h / 10s after mains restore); Manual reset push button | USD / Upon Request | Upon request |  |  | Upon request | In Stock (Immediate Dispatch) | Fascia DIN Cutout / Surface Mount | IEC 61010, IEEE 495 | Page 27
Earth Fault Indicators (EFI) | Fault Passage Indicators | SupaRule EFI Series | CT300 | SupaRule CT300 | SupaRule Current Sensor CT 300mm Diameter for Sensorform EFI | 1 - 38kV Medium Voltage Networks | 50A Trip Current | - | 96 x 48 mm DIN cutout | IP65 | Trip current: 50A; Minimum fault duration: 2.5 cycles; Operating temp: -30°C to +70°C (-40°C to +80°C for SupaRule); Automatic timer reset (4 or 8h / 10s after mains restore); Manual reset push button | USD / Upon Request | Upon request |  |  | Upon request | In Stock (Immediate Dispatch) | Fascia DIN Cutout / Surface Mount | IEC 61010, IEEE 495 | Page 27
Voltage Detection & Presence (VDS/VPIS) | VPIS and VDS Modules | Lucy Electric VDS/VPIS | VPIS-NEON | Lucy Electric VPIS-NEON | Voltage Presence Indication System (VPIS) with Neon Indicators & Push-to-Test | 1 - 36kV (Bushing Divider Coupled) | - | - | Fascia Mounted | Phase Comparator Sockets | Conforms to IEC 62271-206 (VPIS) and IEC 61243-5 (VDS); Detects presence and absence of voltage; Operating temp: -25°C to +65°C; LRM test sockets for phase sequence comparison | USD / Upon Request | Upon request |  |  | Upon request | In Stock (Immediate Dispatch) | Fascia DIN Cutout (96 x 48 mm) | IEC 62271-206, IEC 61243-5, DIN IEC 61554 | Page 28
Voltage Detection & Presence (VDS/VPIS) | VPIS and VDS Modules | Pfisterer VDS/VPIS | VPIS-PFISTERER | Pfisterer VPIS-PFISTERER | Voltage Presence Indication System (VPIS) with Pfisterer Sockets | 1 - 36kV (Bushing Divider Coupled) | - | - | Fascia Mounted | Passive Divider | Conforms to IEC 62271-206 (VPIS) and IEC 61243-5 (VDS); Detects presence and absence of voltage; Operating temp: -25°C to +65°C; LRM test sockets for phase sequence comparison | USD / Upon Request | Upon request |  |  | Upon request | In Stock (Immediate Dispatch) | Fascia DIN Cutout (96 x 48 mm) | IEC 62271-206, IEC 61243-5, DIN IEC 61554 | Page 28
Voltage Detection & Presence (VDS/VPIS) | VPIS and VDS Modules | Jordon VDS/VPIS | VPIS-JORDON | Jordon VPIS-JORDON | Jordon VPIS Voltage Presence Indicator Module | 1 - 36kV (Bushing Divider Coupled) | - | - | Fascia Mounted | Bushing Divider | Conforms to IEC 62271-206 (VPIS) and IEC 61243-5 (VDS); Detects presence and absence of voltage; Operating temp: -25°C to +65°C; LRM test sockets for phase sequence comparison | USD / Upon Request | Upon request |  |  | Upon request | In Stock (Immediate Dispatch) | Fascia DIN Cutout (96 x 48 mm) | IEC 62271-206, IEC 61243-5, DIN IEC 61554 | Page 28
Voltage Detection & Presence (VDS/VPIS) | VPIS and VDS Modules | Horstmann VDS/VPIS | WEGA 1.2 C | Horstmann WEGA 1.2 C | Horstmann WEGA 1.2 C Voltage Detecting System (VDS) to IEC 61243-5 | 1 - 36kV (Bushing Divider Coupled) | - | - | 96 x 48 x 20 mm | IP54 | Conforms to IEC 62271-206 (VPIS) and IEC 61243-5 (VDS); Detects presence and absence of voltage; Operating temp: -25°C to +65°C; LRM test sockets for phase sequence comparison | USD / Upon Request | Upon request |  |  | Upon request | In Stock (Immediate Dispatch) | Fascia DIN Cutout (96 x 48 mm) | IEC 62271-206, IEC 61243-5, DIN IEC 61554 | Page 28
Voltage Detection & Presence (VDS/VPIS) | VPIS and VDS Modules | Horstmann VDS/VPIS | WEGA 2.2 C | Horstmann WEGA 2.2 C | Horstmann WEGA 2.2 C VDS with Aux Power Supply & Remote Indication Relays | 1 - 36kV (Bushing Divider Coupled) | - | - | 96 x 48 x 52 mm | IP54 | Conforms to IEC 62271-206 (VPIS) and IEC 61243-5 (VDS); Detects presence and absence of voltage; Operating temp: -25°C to +65°C; LRM test sockets for phase sequence comparison | USD / Upon Request | Upon request |  |  | Upon request | In Stock (Immediate Dispatch) | Fascia DIN Cutout (96 x 48 mm) | IEC 62271-206, IEC 61243-5, DIN IEC 61554 | Page 28
Voltage Detection & Presence (VDS/VPIS) | VPIS and VDS Modules | Horstmann VDS/VPIS | WEGA 1.2 C vario | Horstmann WEGA 1.2 C vario | Horstmann WEGA 1.2 C vario VDS with Pluggable Capacitor Cube | 1 - 36kV (Bushing Divider Coupled) | - | - | 96 x 48 x 38 mm | IP54 | Conforms to IEC 62271-206 (VPIS) and IEC 61243-5 (VDS); Detects presence and absence of voltage; Operating temp: -25°C to +65°C; LRM test sockets for phase sequence comparison | USD / Upon Request | Upon request |  |  | Upon request | In Stock (Immediate Dispatch) | Fascia DIN Cutout (96 x 48 mm) | IEC 62271-206, IEC 61243-5, DIN IEC 61554 | Page 28
Voltage Detection & Presence (VDS/VPIS) | VPIS and VDS Modules | Horstmann VDS/VPIS | WEGA 3 | Horstmann WEGA 3 | Horstmann WEGA 3 Voltage Detection System with LRM Test Point | 1 - 36kV (Bushing Divider Coupled) | - | - | 96 x 48 x 20 mm | IP54 | Conforms to IEC 62271-206 (VPIS) and IEC 61243-5 (VDS); Detects presence and absence of voltage; Operating temp: -25°C to +65°C; LRM test sockets for phase sequence comparison | USD / Upon Request | Upon request |  |  | Upon request | In Stock (Immediate Dispatch) | Fascia DIN Cutout (96 x 48 mm) | IEC 62271-206, IEC 61243-5, DIN IEC 61554 | Page 28
Voltage Detection & Presence (VDS/VPIS) | VPIS and VDS Modules | Kries VDS/VPIS | Capdis S1+ (R4) | Kries Capdis S1+ (R4) | Kries Capdis S1+ (R4) Voltage Detecting and Monitoring System | 1 - 36kV (Bushing Divider Coupled) | - | - | Integrated VDS | IP54 | Conforms to IEC 62271-206 (VPIS) and IEC 61243-5 (VDS); Detects presence and absence of voltage; Operating temp: -25°C to +65°C; LRM test sockets for phase sequence comparison | USD / Upon Request | Upon request |  |  | Upon request | In Stock (Immediate Dispatch) | Fascia DIN Cutout (96 x 48 mm) | IEC 62271-206, IEC 61243-5, DIN IEC 61554 | Page 29
Voltage Detection & Presence (VDS/VPIS) | VPIS and VDS Modules | Kries VDS/VPIS | Capdis S2+ (R4) | Kries Capdis S2+ (R4) | Kries Capdis S2+ (R4) VDS with Earth Switch Interlock & 2 Relay Outputs | 1 - 36kV (Bushing Divider Coupled) | - | - | Integrated VDS | IP54 | Conforms to IEC 62271-206 (VPIS) and IEC 61243-5 (VDS); Detects presence and absence of voltage; Operating temp: -25°C to +65°C; LRM test sockets for phase sequence comparison | USD / Upon Request | Upon request |  |  | Upon request | In Stock (Immediate Dispatch) | Fascia DIN Cutout (96 x 48 mm) | IEC 62271-206, IEC 61243-5, DIN IEC 61554 | Page 29
Cable Bushings & Connectors | Insulated T-Adapters | TE Raychem RICS | RICS-3133-ML-2-17 | RICS-3133 (70 - 150 mm²) | TE Raychem RICS-3133 Insulated T-Adapter Kit for 70-150 mm² Polymeric Cables | Up to 12kV | 630A | - | DIN 400 Type C profile | Screened / Touch-Proof | According to EN 50181 Type C; Thick-walled insulating elastomer adapter; Fits standard DIN 400 Type C bushings with M16 bolts; Includes mechanical lugs | USD / Upon Request | Upon request |  |  | Upon request | In Stock (Immediate Dispatch) | Bolted to M16 Bushing Stud | EN 50181 Type C, CENELEC HD 629.1 | Page 30
Cable Bushings & Connectors | Insulated T-Adapters | TE Raychem RICS | RICS-3133-ML-4-17 | RICS-3133 (95 - 240 mm²) | TE Raychem RICS-3133 Insulated T-Adapter Kit for 95-240 mm² Polymeric Cables | Up to 12kV | 630A | - | DIN 400 Type C profile | Screened / Touch-Proof | According to EN 50181 Type C; Thick-walled insulating elastomer adapter; Fits standard DIN 400 Type C bushings with M16 bolts; Includes mechanical lugs | USD / Upon Request | Upon request |  |  | Upon request | In Stock (Immediate Dispatch) | Bolted to M16 Bushing Stud | EN 50181 Type C, CENELEC HD 629.1 | Page 30
Cable Bushings & Connectors | Insulated T-Adapters | TE Raychem RICS | RICS-3133-ML-5-17 | RICS-3133 (120 - 300 mm²) | TE Raychem RICS-3133 Insulated T-Adapter Kit for 120-300 mm² Polymeric Cables | Up to 12kV | 630A | - | DIN 400 Type C profile | Screened / Touch-Proof | According to EN 50181 Type C; Thick-walled insulating elastomer adapter; Fits standard DIN 400 Type C bushings with M16 bolts; Includes mechanical lugs | USD / Upon Request | Upon request |  |  | Upon request | In Stock (Immediate Dispatch) | Bolted to M16 Bushing Stud | EN 50181 Type C, CENELEC HD 629.1 | Page 30
Cable Bushings & Connectors | Screened Separable Connectors (Single) | TE Raychem RSTI-58 | RSTI-5810 | RSTI-58 (25 mm² Al) | TE Raychem RSTI-58 Screened Separable Connector 800A with DIN Al Compression Lug (25 mm²) | Up to 24kV | 800A | - | DIN 400 Type C interface | IP67 Submersible / Touch-Proof | Continuous current: 800A; Voltage rating: up to 24kV; Core insulation dia: 12.7 - 23.4 mm; Outer conductive EPDM screen; M16 threaded connection to DIN 400 Type C bushings | USD / Upon Request | Upon request |  |  | Upon request | In Stock (Immediate Dispatch) | Bolted to Bushing M16 Stud | CENELEC HD 629.1, EN 50180, EN 50181 | Page 31
Cable Bushings & Connectors | Screened Separable Connectors (Single) | TE Raychem RSTI-58 | RSTI-5830 | RSTI-58 (25 mm² Cu) | TE Raychem RSTI-58 Screened Separable Connector 800A with DIN Cu Compression Lug (25 mm²) | Up to 24kV | 800A | - | DIN 400 Type C interface | IP67 Submersible / Touch-Proof | Continuous current: 800A; Voltage rating: up to 24kV; Core insulation dia: 12.7 - 23.4 mm; Outer conductive EPDM screen; M16 threaded connection to DIN 400 Type C bushings | USD / Upon Request | Upon request |  |  | Upon request | In Stock (Immediate Dispatch) | Bolted to Bushing M16 Stud | CENELEC HD 629.1, EN 50180, EN 50181 | Page 31
Cable Bushings & Connectors | Screened Separable Connectors (Single) | TE Raychem RSTI-58 | RSTI-5811 | RSTI-58 (35 mm² Al) | TE Raychem RSTI-58 Screened Separable Connector 800A with DIN Al Compression Lug (35 mm²) | Up to 24kV | 800A | - | DIN 400 Type C interface | IP67 Submersible / Touch-Proof | Continuous current: 800A; Voltage rating: up to 24kV; Core insulation dia: 12.7 - 23.4 mm; Outer conductive EPDM screen; M16 threaded connection to DIN 400 Type C bushings | USD / Upon Request | Upon request |  |  | Upon request | In Stock (Immediate Dispatch) | Bolted to Bushing M16 Stud | CENELEC HD 629.1, EN 50180, EN 50181 | Page 31
Cable Bushings & Connectors | Screened Separable Connectors (Single) | TE Raychem RSTI-58 | RSTI-5831 | RSTI-58 (35 mm² Cu) | TE Raychem RSTI-58 Screened Separable Connector 800A with DIN Cu Compression Lug (35 mm²) | Up to 24kV | 800A | - | DIN 400 Type C interface | IP67 Submersible / Touch-Proof | Continuous current: 800A; Voltage rating: up to 24kV; Core insulation dia: 12.7 - 23.4 mm; Outer conductive EPDM screen; M16 threaded connection to DIN 400 Type C bushings | USD / Upon Request | Upon request |  |  | Upon request | In Stock (Immediate Dispatch) | Bolted to Bushing M16 Stud | CENELEC HD 629.1, EN 50180, EN 50181 | Page 31
Cable Bushings & Connectors | Screened Separable Connectors (Single) | TE Raychem RSTI-58 | RSTI-5812 | RSTI-58 (50 mm² Al) | TE Raychem RSTI-58 Screened Separable Connector 800A with DIN Al Compression Lug (50 mm²) | Up to 24kV | 800A | - | DIN 400 Type C interface | IP67 Submersible / Touch-Proof | Continuous current: 800A; Voltage rating: up to 24kV; Core insulation dia: 12.7 - 23.4 mm; Outer conductive EPDM screen; M16 threaded connection to DIN 400 Type C bushings | USD / Upon Request | Upon request |  |  | Upon request | In Stock (Immediate Dispatch) | Bolted to Bushing M16 Stud | CENELEC HD 629.1, EN 50180, EN 50181 | Page 31
Cable Bushings & Connectors | Screened Separable Connectors (Single) | TE Raychem RSTI-58 | RSTI-5832 | RSTI-58 (50 mm² Cu) | TE Raychem RSTI-58 Screened Separable Connector 800A with DIN Cu Compression Lug (50 mm²) | Up to 24kV | 800A | - | DIN 400 Type C interface | IP67 Submersible / Touch-Proof | Continuous current: 800A; Voltage rating: up to 24kV; Core insulation dia: 12.7 - 23.4 mm; Outer conductive EPDM screen; M16 threaded connection to DIN 400 Type C bushings | USD / Upon Request | Upon request |  |  | Upon request | In Stock (Immediate Dispatch) | Bolted to Bushing M16 Stud | CENELEC HD 629.1, EN 50180, EN 50181 | Page 31
Cable Bushings & Connectors | Screened Separable Connectors (Single) | TE Raychem RSTI-58 | RSTI-5813 | RSTI-58 (70 mm² Al) | TE Raychem RSTI-58 Screened Separable Connector 800A with DIN Al Compression Lug (70 mm²) | Up to 24kV | 800A | - | DIN 400 Type C interface | IP67 Submersible / Touch-Proof | Continuous current: 800A; Voltage rating: up to 24kV; Core insulation dia: 12.7 - 23.4 mm; Outer conductive EPDM screen; M16 threaded connection to DIN 400 Type C bushings | USD / Upon Request | Upon request |  |  | Upon request | In Stock (Immediate Dispatch) | Bolted to Bushing M16 Stud | CENELEC HD 629.1, EN 50180, EN 50181 | Page 31
Cable Bushings & Connectors | Screened Separable Connectors (Single) | TE Raychem RSTI-58 | RSTI-5833 | RSTI-58 (70 mm² Cu) | TE Raychem RSTI-58 Screened Separable Connector 800A with DIN Cu Compression Lug (70 mm²) | Up to 24kV | 800A | - | DIN 400 Type C interface | IP67 Submersible / Touch-Proof | Continuous current: 800A; Voltage rating: up to 24kV; Core insulation dia: 12.7 - 23.4 mm; Outer conductive EPDM screen; M16 threaded connection to DIN 400 Type C bushings | USD / Upon Request | Upon request |  |  | Upon request | In Stock (Immediate Dispatch) | Bolted to Bushing M16 Stud | CENELEC HD 629.1, EN 50180, EN 50181 | Page 31
Cable Bushings & Connectors | Screened Separable Connectors (Single) | TE Raychem RSTI-58 | RSTI-5814 | RSTI-58 (95 mm² (12kV) Al) | TE Raychem RSTI-58 Screened Separable Connector 800A with DIN Al Compression Lug (95 mm² (12kV)) | Up to 24kV | 800A | - | DIN 400 Type C interface | IP67 Submersible / Touch-Proof | Continuous current: 800A; Voltage rating: up to 24kV; Core insulation dia: 12.7 - 23.4 mm; Outer conductive EPDM screen; M16 threaded connection to DIN 400 Type C bushings | USD / Upon Request | Upon request |  |  | Upon request | In Stock (Immediate Dispatch) | Bolted to Bushing M16 Stud | CENELEC HD 629.1, EN 50180, EN 50181 | Page 31
Cable Bushings & Connectors | Screened Separable Connectors (Single) | TE Raychem RSTI-58 | RSTI-5834 | RSTI-58 (95 mm² (12kV) Cu) | TE Raychem RSTI-58 Screened Separable Connector 800A with DIN Cu Compression Lug (95 mm² (12kV)) | Up to 24kV | 800A | - | DIN 400 Type C interface | IP67 Submersible / Touch-Proof | Continuous current: 800A; Voltage rating: up to 24kV; Core insulation dia: 12.7 - 23.4 mm; Outer conductive EPDM screen; M16 threaded connection to DIN 400 Type C bushings | USD / Upon Request | Upon request |  |  | Upon request | In Stock (Immediate Dispatch) | Bolted to Bushing M16 Stud | CENELEC HD 629.1, EN 50180, EN 50181 | Page 31
Cable Bushings & Connectors | Screened Separable Connectors (Single) | TE Raychem RSTI-58 | RSTI-5824 | RSTI-58 (95 mm² (24kV) Al) | TE Raychem RSTI-58 Screened Separable Connector 800A with DIN Al Compression Lug (95 mm² (24kV)) | Up to 24kV | 800A | - | DIN 400 Type C interface | IP67 Submersible / Touch-Proof | Continuous current: 800A; Voltage rating: up to 24kV; Core insulation dia: 21.2 - 34.6 mm; Outer conductive EPDM screen; M16 threaded connection to DIN 400 Type C bushings | USD / Upon Request | Upon request |  |  | Upon request | In Stock (Immediate Dispatch) | Bolted to Bushing M16 Stud | CENELEC HD 629.1, EN 50180, EN 50181 | Page 31
Cable Bushings & Connectors | Screened Separable Connectors (Single) | TE Raychem RSTI-58 | RSTI-5844 | RSTI-58 (95 mm² (24kV) Cu) | TE Raychem RSTI-58 Screened Separable Connector 800A with DIN Cu Compression Lug (95 mm² (24kV)) | Up to 24kV | 800A | - | DIN 400 Type C interface | IP67 Submersible / Touch-Proof | Continuous current: 800A; Voltage rating: up to 24kV; Core insulation dia: 21.2 - 34.6 mm; Outer conductive EPDM screen; M16 threaded connection to DIN 400 Type C bushings | USD / Upon Request | Upon request |  |  | Upon request | In Stock (Immediate Dispatch) | Bolted to Bushing M16 Stud | CENELEC HD 629.1, EN 50180, EN 50181 | Page 31
Cable Bushings & Connectors | Screened Separable Connectors (Single) | TE Raychem RSTI-58 | RSTI-5815 | RSTI-58 (120 mm² (12kV) Al) | TE Raychem RSTI-58 Screened Separable Connector 800A with DIN Al Compression Lug (120 mm² (12kV)) | Up to 24kV | 800A | - | DIN 400 Type C interface | IP67 Submersible / Touch-Proof | Continuous current: 800A; Voltage rating: up to 24kV; Core insulation dia: 12.7 - 23.4 mm; Outer conductive EPDM screen; M16 threaded connection to DIN 400 Type C bushings | USD / Upon Request | Upon request |  |  | Upon request | In Stock (Immediate Dispatch) | Bolted to Bushing M16 Stud | CENELEC HD 629.1, EN 50180, EN 50181 | Page 31
Cable Bushings & Connectors | Screened Separable Connectors (Single) | TE Raychem RSTI-58 | RSTI-5835 | RSTI-58 (120 mm² (12kV) Cu) | TE Raychem RSTI-58 Screened Separable Connector 800A with DIN Cu Compression Lug (120 mm² (12kV)) | Up to 24kV | 800A | - | DIN 400 Type C interface | IP67 Submersible / Touch-Proof | Continuous current: 800A; Voltage rating: up to 24kV; Core insulation dia: 12.7 - 23.4 mm; Outer conductive EPDM screen; M16 threaded connection to DIN 400 Type C bushings | USD / Upon Request | Upon request |  |  | Upon request | In Stock (Immediate Dispatch) | Bolted to Bushing M16 Stud | CENELEC HD 629.1, EN 50180, EN 50181 | Page 31
Cable Bushings & Connectors | Screened Separable Connectors (Single) | TE Raychem RSTI-58 | RSTI-5825 | RSTI-58 (120 mm² (24kV) Al) | TE Raychem RSTI-58 Screened Separable Connector 800A with DIN Al Compression Lug (120 mm² (24kV)) | Up to 24kV | 800A | - | DIN 400 Type C interface | IP67 Submersible / Touch-Proof | Continuous current: 800A; Voltage rating: up to 24kV; Core insulation dia: 21.2 - 34.6 mm; Outer conductive EPDM screen; M16 threaded connection to DIN 400 Type C bushings | USD / Upon Request | Upon request |  |  | Upon request | In Stock (Immediate Dispatch) | Bolted to Bushing M16 Stud | CENELEC HD 629.1, EN 50180, EN 50181 | Page 31
Cable Bushings & Connectors | Screened Separable Connectors (Single) | TE Raychem RSTI-58 | RSTI-5845 | RSTI-58 (120 mm² (24kV) Cu) | TE Raychem RSTI-58 Screened Separable Connector 800A with DIN Cu Compression Lug (120 mm² (24kV)) | Up to 24kV | 800A | - | DIN 400 Type C interface | IP67 Submersible / Touch-Proof | Continuous current: 800A; Voltage rating: up to 24kV; Core insulation dia: 21.2 - 34.6 mm; Outer conductive EPDM screen; M16 threaded connection to DIN 400 Type C bushings | USD / Upon Request | Upon request |  |  | Upon request | In Stock (Immediate Dispatch) | Bolted to Bushing M16 Stud | CENELEC HD 629.1, EN 50180, EN 50181 | Page 31
Cable Bushings & Connectors | Screened Separable Connectors (Single) | TE Raychem RSTI-58 | RSTI-5826 | RSTI-58 (150 mm² Al) | TE Raychem RSTI-58 Screened Separable Connector 800A with DIN Al Compression Lug (150 mm²) | Up to 24kV | 800A | - | DIN 400 Type C interface | IP67 Submersible / Touch-Proof | Continuous current: 800A; Voltage rating: up to 24kV; Core insulation dia: 21.2 - 34.6 mm; Outer conductive EPDM screen; M16 threaded connection to DIN 400 Type C bushings | USD / Upon Request | Upon request |  |  | Upon request | In Stock (Immediate Dispatch) | Bolted to Bushing M16 Stud | CENELEC HD 629.1, EN 50180, EN 50181 | Page 31
Cable Bushings & Connectors | Screened Separable Connectors (Single) | TE Raychem RSTI-58 | RSTI-5846 | RSTI-58 (150 mm² Cu) | TE Raychem RSTI-58 Screened Separable Connector 800A with DIN Cu Compression Lug (150 mm²) | Up to 24kV | 800A | - | DIN 400 Type C interface | IP67 Submersible / Touch-Proof | Continuous current: 800A; Voltage rating: up to 24kV; Core insulation dia: 21.2 - 34.6 mm; Outer conductive EPDM screen; M16 threaded connection to DIN 400 Type C bushings | USD / Upon Request | Upon request |  |  | Upon request | In Stock (Immediate Dispatch) | Bolted to Bushing M16 Stud | CENELEC HD 629.1, EN 50180, EN 50181 | Page 31
Cable Bushings & Connectors | Screened Separable Connectors (Single) | TE Raychem RSTI-58 | RSTI-5827 | RSTI-58 (185 mm² Al) | TE Raychem RSTI-58 Screened Separable Connector 800A with DIN Al Compression Lug (185 mm²) | Up to 24kV | 800A | - | DIN 400 Type C interface | IP67 Submersible / Touch-Proof | Continuous current: 800A; Voltage rating: up to 24kV; Core insulation dia: 21.2 - 34.6 mm; Outer conductive EPDM screen; M16 threaded connection to DIN 400 Type C bushings | USD / Upon Request | Upon request |  |  | Upon request | In Stock (Immediate Dispatch) | Bolted to Bushing M16 Stud | CENELEC HD 629.1, EN 50180, EN 50181 | Page 31
Cable Bushings & Connectors | Screened Separable Connectors (Single) | TE Raychem RSTI-58 | RSTI-5847 | RSTI-58 (185 mm² Cu) | TE Raychem RSTI-58 Screened Separable Connector 800A with DIN Cu Compression Lug (185 mm²) | Up to 24kV | 800A | - | DIN 400 Type C interface | IP67 Submersible / Touch-Proof | Continuous current: 800A; Voltage rating: up to 24kV; Core insulation dia: 21.2 - 34.6 mm; Outer conductive EPDM screen; M16 threaded connection to DIN 400 Type C bushings | USD / Upon Request | Upon request |  |  | Upon request | In Stock (Immediate Dispatch) | Bolted to Bushing M16 Stud | CENELEC HD 629.1, EN 50180, EN 50181 | Page 31
Cable Bushings & Connectors | Screened Separable Connectors (Single) | TE Raychem RSTI-58 | RSTI-5828 | RSTI-58 (240 mm² Al) | TE Raychem RSTI-58 Screened Separable Connector 800A with DIN Al Compression Lug (240 mm²) | Up to 24kV | 800A | - | DIN 400 Type C interface | IP67 Submersible / Touch-Proof | Continuous current: 800A; Voltage rating: up to 24kV; Core insulation dia: 21.2 - 34.6 mm; Outer conductive EPDM screen; M16 threaded connection to DIN 400 Type C bushings | USD / Upon Request | Upon request |  |  | Upon request | In Stock (Immediate Dispatch) | Bolted to Bushing M16 Stud | CENELEC HD 629.1, EN 50180, EN 50181 | Page 31
Cable Bushings & Connectors | Screened Separable Connectors (Single) | TE Raychem RSTI-58 | RSTI-5848 | RSTI-58 (240 mm² Cu) | TE Raychem RSTI-58 Screened Separable Connector 800A with DIN Cu Compression Lug (240 mm²) | Up to 24kV | 800A | - | DIN 400 Type C interface | IP67 Submersible / Touch-Proof | Continuous current: 800A; Voltage rating: up to 24kV; Core insulation dia: 21.2 - 34.6 mm; Outer conductive EPDM screen; M16 threaded connection to DIN 400 Type C bushings | USD / Upon Request | Upon request |  |  | Upon request | In Stock (Immediate Dispatch) | Bolted to Bushing M16 Stud | CENELEC HD 629.1, EN 50180, EN 50181 | Page 31
Cable Bushings & Connectors | Screened Separable Connectors (Single) | TE Raychem RSTI-58 | RSTI-5829 | RSTI-58 (300 mm² Al) | TE Raychem RSTI-58 Screened Separable Connector 800A with DIN Al Compression Lug (300 mm²) | Up to 24kV | 800A | - | DIN 400 Type C interface | IP67 Submersible / Touch-Proof | Continuous current: 800A; Voltage rating: up to 24kV; Core insulation dia: 21.2 - 34.6 mm; Outer conductive EPDM screen; M16 threaded connection to DIN 400 Type C bushings | USD / Upon Request | Upon request |  |  | Upon request | In Stock (Immediate Dispatch) | Bolted to Bushing M16 Stud | CENELEC HD 629.1, EN 50180, EN 50181 | Page 31
Cable Bushings & Connectors | Screened Separable Connectors (Single) | TE Raychem RSTI-58 | RSTI-5849 | RSTI-58 (300 mm² Cu) | TE Raychem RSTI-58 Screened Separable Connector 800A with DIN Cu Compression Lug (300 mm²) | Up to 24kV | 800A | - | DIN 400 Type C interface | IP67 Submersible / Touch-Proof | Continuous current: 800A; Voltage rating: up to 24kV; Core insulation dia: 21.2 - 34.6 mm; Outer conductive EPDM screen; M16 threaded connection to DIN 400 Type C bushings | USD / Upon Request | Upon request |  |  | Upon request | In Stock (Immediate Dispatch) | Bolted to Bushing M16 Stud | CENELEC HD 629.1, EN 50180, EN 50181 | Page 31
Cable Bushings & Connectors | Screened Separable Connectors (Mechanical Lug) | TE Raychem RSTI-58 | RSTI-5851 | RSTI-58 Mech (35 - 95 mm² (12kV) / 35 - 70 mm² (24kV)) | TE Raychem RSTI-58 Separable Connector with Mechanical Shear Bolt Lug (35 - 95 mm² (12kV) / 35 - 70 mm² (24kV)) | Up to 24kV | 800A | - | DIN 400 Type C interface | IP67 Submersible / Touch-Proof | Core insulation diameter: 12.7 - 23.4 mm; Stepless mechanical shear-bolt connector for Al and Cu conductors; No crimping tool needed; 800A continuous rating | USD / Upon Request | Upon request |  |  | Upon request | In Stock (Immediate Dispatch) | Bolted to Bushing M16 Stud | CENELEC HD 629.1, EN 50180, EN 50181 | Page 31
Cable Bushings & Connectors | Screened Separable Connectors (Mechanical Lug) | TE Raychem RSTI-58 | RSTI-5852 | RSTI-58 Mech (95 - 120 mm² (12kV)) | TE Raychem RSTI-58 Separable Connector with Mechanical Shear Bolt Lug (95 - 120 mm² (12kV)) | Up to 24kV | 800A | - | DIN 400 Type C interface | IP67 Submersible / Touch-Proof | Core insulation diameter: 12.7 - 23.4 mm; Stepless mechanical shear-bolt connector for Al and Cu conductors; No crimping tool needed; 800A continuous rating | USD / Upon Request | Upon request |  |  | Upon request | In Stock (Immediate Dispatch) | Bolted to Bushing M16 Stud | CENELEC HD 629.1, EN 50180, EN 50181 | Page 31
Cable Bushings & Connectors | Screened Separable Connectors (Mechanical Lug) | TE Raychem RSTI-58 | RSTI-5853 | RSTI-58 Mech (95 - 240 mm² (12kV) / 95 - 185 mm² (24kV)) | TE Raychem RSTI-58 Separable Connector with Mechanical Shear Bolt Lug (95 - 240 mm² (12kV) / 95 - 185 mm² (24kV)) | Up to 24kV | 800A | - | DIN 400 Type C interface | IP67 Submersible / Touch-Proof | Core insulation diameter: 17.0 - 30.1 mm; Stepless mechanical shear-bolt connector for Al and Cu conductors; No crimping tool needed; 800A continuous rating | USD / Upon Request | Upon request |  |  | Upon request | In Stock (Immediate Dispatch) | Bolted to Bushing M16 Stud | CENELEC HD 629.1, EN 50180, EN 50181 | Page 31
Cable Bushings & Connectors | Screened Separable Connectors (Mechanical Lug) | TE Raychem RSTI-58 | RSTI-5854 | RSTI-58 Mech (150 - 240 mm² (12kV) / 95 - 240 mm² (24kV)) | TE Raychem RSTI-58 Separable Connector with Mechanical Shear Bolt Lug (150 - 240 mm² (12kV) / 95 - 240 mm² (24kV)) | Up to 24kV | 800A | - | DIN 400 Type C interface | IP67 Submersible / Touch-Proof | Core insulation diameter: 21.2 - 34.6 mm; Stepless mechanical shear-bolt connector for Al and Cu conductors; No crimping tool needed; 800A continuous rating | USD / Upon Request | Upon request |  |  | Upon request | In Stock (Immediate Dispatch) | Bolted to Bushing M16 Stud | CENELEC HD 629.1, EN 50180, EN 50181 | Page 31
Cable Bushings & Connectors | Screened Separable Connectors (Mechanical Lug) | TE Raychem RSTI-58 | RSTI-5855 | RSTI-58 Mech (185 - 300 mm² (12kV & 24kV)) | TE Raychem RSTI-58 Separable Connector with Mechanical Shear Bolt Lug (185 - 300 mm² (12kV & 24kV)) | Up to 24kV | 800A | - | DIN 400 Type C interface | IP67 Submersible / Touch-Proof | Core insulation diameter: 21.2 - 34.6 mm; Stepless mechanical shear-bolt connector for Al and Cu conductors; No crimping tool needed; 800A continuous rating | USD / Upon Request | Upon request |  |  | Upon request | In Stock (Immediate Dispatch) | Bolted to Bushing M16 Stud | CENELEC HD 629.1, EN 50180, EN 50181 | Page 31
Cable Bushings & Connectors | Screened Separable Connectors (Mechanical Lug) | TE Raychem RSTI-58 | RSTI-5856 | RSTI-58 Mech (240 - 400 mm² (12kV)) | TE Raychem RSTI-58 Separable Connector with Mechanical Shear Bolt Lug (240 - 400 mm² (12kV)) | Up to 24kV | 800A | - | DIN 400 Type C interface | IP67 Submersible / Touch-Proof | Core insulation diameter: 21.2 - 34.6 mm; Stepless mechanical shear-bolt connector for Al and Cu conductors; No crimping tool needed; 800A continuous rating | USD / Upon Request | Upon request |  |  | Upon request | In Stock (Immediate Dispatch) | Bolted to Bushing M16 Stud | CENELEC HD 629.1, EN 50180, EN 50181 | Page 31
Cable Bushings & Connectors | Screened Coupling Connectors (Double Cable) | TE Raychem RSTI-CC | RSTI-CC-5810 | RSTI-CC-58 (25 mm² Al) | TE Raychem RSTI-CC-58 Screened Coupling Connector 800A with DIN Al Compression Lug (25 mm²) | Up to 24kV | 800A | - | Couples to rear of RSTI-58 | IP67 Submersible / Touch-Proof | Connects onto rear of RSTI-58 base connector for parallel / double cable termination; Core insulation dia: 12.7 - 23.4 mm; EPDM conductive screen; 800A continuous rating | USD / Upon Request | Upon request |  |  | Upon request | In Stock (Immediate Dispatch) | Coupled to Primary Separable Connector | CENELEC HD 629.1, EN 50180, EN 50181 | Page 32
Cable Bushings & Connectors | Screened Coupling Connectors (Double Cable) | TE Raychem RSTI-CC | RSTI-CC-5830 | RSTI-CC-58 (25 mm² Cu) | TE Raychem RSTI-CC-58 Screened Coupling Connector 800A with DIN Cu Compression Lug (25 mm²) | Up to 24kV | 800A | - | Couples to rear of RSTI-58 | IP67 Submersible / Touch-Proof | Connects onto rear of RSTI-58 base connector for parallel / double cable termination; Core insulation dia: 12.7 - 23.4 mm; EPDM conductive screen; 800A continuous rating | USD / Upon Request | Upon request |  |  | Upon request | In Stock (Immediate Dispatch) | Coupled to Primary Separable Connector | CENELEC HD 629.1, EN 50180, EN 50181 | Page 32
Cable Bushings & Connectors | Screened Coupling Connectors (Double Cable) | TE Raychem RSTI-CC | RSTI-CC-5811 | RSTI-CC-58 (35 mm² Al) | TE Raychem RSTI-CC-58 Screened Coupling Connector 800A with DIN Al Compression Lug (35 mm²) | Up to 24kV | 800A | - | Couples to rear of RSTI-58 | IP67 Submersible / Touch-Proof | Connects onto rear of RSTI-58 base connector for parallel / double cable termination; Core insulation dia: 12.7 - 23.4 mm; EPDM conductive screen; 800A continuous rating | USD / Upon Request | Upon request |  |  | Upon request | In Stock (Immediate Dispatch) | Coupled to Primary Separable Connector | CENELEC HD 629.1, EN 50180, EN 50181 | Page 32
Cable Bushings & Connectors | Screened Coupling Connectors (Double Cable) | TE Raychem RSTI-CC | RSTI-CC-5831 | RSTI-CC-58 (35 mm² Cu) | TE Raychem RSTI-CC-58 Screened Coupling Connector 800A with DIN Cu Compression Lug (35 mm²) | Up to 24kV | 800A | - | Couples to rear of RSTI-58 | IP67 Submersible / Touch-Proof | Connects onto rear of RSTI-58 base connector for parallel / double cable termination; Core insulation dia: 12.7 - 23.4 mm; EPDM conductive screen; 800A continuous rating | USD / Upon Request | Upon request |  |  | Upon request | In Stock (Immediate Dispatch) | Coupled to Primary Separable Connector | CENELEC HD 629.1, EN 50180, EN 50181 | Page 32
Cable Bushings & Connectors | Screened Coupling Connectors (Double Cable) | TE Raychem RSTI-CC | RSTI-CC-5812 | RSTI-CC-58 (50 mm² Al) | TE Raychem RSTI-CC-58 Screened Coupling Connector 800A with DIN Al Compression Lug (50 mm²) | Up to 24kV | 800A | - | Couples to rear of RSTI-58 | IP67 Submersible / Touch-Proof | Connects onto rear of RSTI-58 base connector for parallel / double cable termination; Core insulation dia: 12.7 - 23.4 mm; EPDM conductive screen; 800A continuous rating | USD / Upon Request | Upon request |  |  | Upon request | In Stock (Immediate Dispatch) | Coupled to Primary Separable Connector | CENELEC HD 629.1, EN 50180, EN 50181 | Page 32
Cable Bushings & Connectors | Screened Coupling Connectors (Double Cable) | TE Raychem RSTI-CC | RSTI-CC-5832 | RSTI-CC-58 (50 mm² Cu) | TE Raychem RSTI-CC-58 Screened Coupling Connector 800A with DIN Cu Compression Lug (50 mm²) | Up to 24kV | 800A | - | Couples to rear of RSTI-58 | IP67 Submersible / Touch-Proof | Connects onto rear of RSTI-58 base connector for parallel / double cable termination; Core insulation dia: 12.7 - 23.4 mm; EPDM conductive screen; 800A continuous rating | USD / Upon Request | Upon request |  |  | Upon request | In Stock (Immediate Dispatch) | Coupled to Primary Separable Connector | CENELEC HD 629.1, EN 50180, EN 50181 | Page 32
Cable Bushings & Connectors | Screened Coupling Connectors (Double Cable) | TE Raychem RSTI-CC | RSTI-CC-5813 | RSTI-CC-58 (70 mm² Al) | TE Raychem RSTI-CC-58 Screened Coupling Connector 800A with DIN Al Compression Lug (70 mm²) | Up to 24kV | 800A | - | Couples to rear of RSTI-58 | IP67 Submersible / Touch-Proof | Connects onto rear of RSTI-58 base connector for parallel / double cable termination; Core insulation dia: 12.7 - 23.4 mm; EPDM conductive screen; 800A continuous rating | USD / Upon Request | Upon request |  |  | Upon request | In Stock (Immediate Dispatch) | Coupled to Primary Separable Connector | CENELEC HD 629.1, EN 50180, EN 50181 | Page 32
Cable Bushings & Connectors | Screened Coupling Connectors (Double Cable) | TE Raychem RSTI-CC | RSTI-CC-5833 | RSTI-CC-58 (70 mm² Cu) | TE Raychem RSTI-CC-58 Screened Coupling Connector 800A with DIN Cu Compression Lug (70 mm²) | Up to 24kV | 800A | - | Couples to rear of RSTI-58 | IP67 Submersible / Touch-Proof | Connects onto rear of RSTI-58 base connector for parallel / double cable termination; Core insulation dia: 12.7 - 23.4 mm; EPDM conductive screen; 800A continuous rating | USD / Upon Request | Upon request |  |  | Upon request | In Stock (Immediate Dispatch) | Coupled to Primary Separable Connector | CENELEC HD 629.1, EN 50180, EN 50181 | Page 32
Cable Bushings & Connectors | Screened Coupling Connectors (Double Cable) | TE Raychem RSTI-CC | RSTI-CC-5814 | RSTI-CC-58 (95 mm² (12kV) Al) | TE Raychem RSTI-CC-58 Screened Coupling Connector 800A with DIN Al Compression Lug (95 mm² (12kV)) | Up to 24kV | 800A | - | Couples to rear of RSTI-58 | IP67 Submersible / Touch-Proof | Connects onto rear of RSTI-58 base connector for parallel / double cable termination; Core insulation dia: 12.7 - 23.4 mm; EPDM conductive screen; 800A continuous rating | USD / Upon Request | Upon request |  |  | Upon request | In Stock (Immediate Dispatch) | Coupled to Primary Separable Connector | CENELEC HD 629.1, EN 50180, EN 50181 | Page 32
Cable Bushings & Connectors | Screened Coupling Connectors (Double Cable) | TE Raychem RSTI-CC | RSTI-CC-5834 | RSTI-CC-58 (95 mm² (12kV) Cu) | TE Raychem RSTI-CC-58 Screened Coupling Connector 800A with DIN Cu Compression Lug (95 mm² (12kV)) | Up to 24kV | 800A | - | Couples to rear of RSTI-58 | IP67 Submersible / Touch-Proof | Connects onto rear of RSTI-58 base connector for parallel / double cable termination; Core insulation dia: 12.7 - 23.4 mm; EPDM conductive screen; 800A continuous rating | USD / Upon Request | Upon request |  |  | Upon request | In Stock (Immediate Dispatch) | Coupled to Primary Separable Connector | CENELEC HD 629.1, EN 50180, EN 50181 | Page 32
Cable Bushings & Connectors | Screened Coupling Connectors (Double Cable) | TE Raychem RSTI-CC | RSTI-CC-5824 | RSTI-CC-58 (95 mm² (24kV) Al) | TE Raychem RSTI-CC-58 Screened Coupling Connector 800A with DIN Al Compression Lug (95 mm² (24kV)) | Up to 24kV | 800A | - | Couples to rear of RSTI-58 | IP67 Submersible / Touch-Proof | Connects onto rear of RSTI-58 base connector for parallel / double cable termination; Core insulation dia: 12.7 - 23.4 mm; EPDM conductive screen; 800A continuous rating | USD / Upon Request | Upon request |  |  | Upon request | In Stock (Immediate Dispatch) | Coupled to Primary Separable Connector | CENELEC HD 629.1, EN 50180, EN 50181 | Page 32
Cable Bushings & Connectors | Screened Coupling Connectors (Double Cable) | TE Raychem RSTI-CC | RSTI-CC-5844 | RSTI-CC-58 (95 mm² (24kV) Cu) | TE Raychem RSTI-CC-58 Screened Coupling Connector 800A with DIN Cu Compression Lug (95 mm² (24kV)) | Up to 24kV | 800A | - | Couples to rear of RSTI-58 | IP67 Submersible / Touch-Proof | Connects onto rear of RSTI-58 base connector for parallel / double cable termination; Core insulation dia: 12.7 - 23.4 mm; EPDM conductive screen; 800A continuous rating | USD / Upon Request | Upon request |  |  | Upon request | In Stock (Immediate Dispatch) | Coupled to Primary Separable Connector | CENELEC HD 629.1, EN 50180, EN 50181 | Page 32
Cable Bushings & Connectors | Screened Coupling Connectors (Double Cable) | TE Raychem RSTI-CC | RSTI-CC-5815 | RSTI-CC-58 (120 mm² (12kV) Al) | TE Raychem RSTI-CC-58 Screened Coupling Connector 800A with DIN Al Compression Lug (120 mm² (12kV)) | Up to 24kV | 800A | - | Couples to rear of RSTI-58 | IP67 Submersible / Touch-Proof | Connects onto rear of RSTI-58 base connector for parallel / double cable termination; Core insulation dia: 12.7 - 23.4 mm; EPDM conductive screen; 800A continuous rating | USD / Upon Request | Upon request |  |  | Upon request | In Stock (Immediate Dispatch) | Coupled to Primary Separable Connector | CENELEC HD 629.1, EN 50180, EN 50181 | Page 32
Cable Bushings & Connectors | Screened Coupling Connectors (Double Cable) | TE Raychem RSTI-CC | RSTI-CC-5835 | RSTI-CC-58 (120 mm² (12kV) Cu) | TE Raychem RSTI-CC-58 Screened Coupling Connector 800A with DIN Cu Compression Lug (120 mm² (12kV)) | Up to 24kV | 800A | - | Couples to rear of RSTI-58 | IP67 Submersible / Touch-Proof | Connects onto rear of RSTI-58 base connector for parallel / double cable termination; Core insulation dia: 12.7 - 23.4 mm; EPDM conductive screen; 800A continuous rating | USD / Upon Request | Upon request |  |  | Upon request | In Stock (Immediate Dispatch) | Coupled to Primary Separable Connector | CENELEC HD 629.1, EN 50180, EN 50181 | Page 32
Cable Bushings & Connectors | Screened Coupling Connectors (Double Cable) | TE Raychem RSTI-CC | RSTI-CC-5825 | RSTI-CC-58 (120 mm² (24kV) Al) | TE Raychem RSTI-CC-58 Screened Coupling Connector 800A with DIN Al Compression Lug (120 mm² (24kV)) | Up to 24kV | 800A | - | Couples to rear of RSTI-58 | IP67 Submersible / Touch-Proof | Connects onto rear of RSTI-58 base connector for parallel / double cable termination; Core insulation dia: 21.2 - 34.6 mm; EPDM conductive screen; 800A continuous rating | USD / Upon Request | Upon request |  |  | Upon request | In Stock (Immediate Dispatch) | Coupled to Primary Separable Connector | CENELEC HD 629.1, EN 50180, EN 50181 | Page 32
Cable Bushings & Connectors | Screened Coupling Connectors (Double Cable) | TE Raychem RSTI-CC | RSTI-CC-5845 | RSTI-CC-58 (120 mm² (24kV) Cu) | TE Raychem RSTI-CC-58 Screened Coupling Connector 800A with DIN Cu Compression Lug (120 mm² (24kV)) | Up to 24kV | 800A | - | Couples to rear of RSTI-58 | IP67 Submersible / Touch-Proof | Connects onto rear of RSTI-58 base connector for parallel / double cable termination; Core insulation dia: 21.2 - 34.6 mm; EPDM conductive screen; 800A continuous rating | USD / Upon Request | Upon request |  |  | Upon request | In Stock (Immediate Dispatch) | Coupled to Primary Separable Connector | CENELEC HD 629.1, EN 50180, EN 50181 | Page 32
Cable Bushings & Connectors | Screened Coupling Connectors (Double Cable) | TE Raychem RSTI-CC | RSTI-CC-5826 | RSTI-CC-58 (150 mm² Al) | TE Raychem RSTI-CC-58 Screened Coupling Connector 800A with DIN Al Compression Lug (150 mm²) | Up to 24kV | 800A | - | Couples to rear of RSTI-58 | IP67 Submersible / Touch-Proof | Connects onto rear of RSTI-58 base connector for parallel / double cable termination; Core insulation dia: 21.2 - 34.6 mm; EPDM conductive screen; 800A continuous rating | USD / Upon Request | Upon request |  |  | Upon request | In Stock (Immediate Dispatch) | Coupled to Primary Separable Connector | CENELEC HD 629.1, EN 50180, EN 50181 | Page 32
Cable Bushings & Connectors | Screened Coupling Connectors (Double Cable) | TE Raychem RSTI-CC | RSTI-CC-5846 | RSTI-CC-58 (150 mm² Cu) | TE Raychem RSTI-CC-58 Screened Coupling Connector 800A with DIN Cu Compression Lug (150 mm²) | Up to 24kV | 800A | - | Couples to rear of RSTI-58 | IP67 Submersible / Touch-Proof | Connects onto rear of RSTI-58 base connector for parallel / double cable termination; Core insulation dia: 21.2 - 34.6 mm; EPDM conductive screen; 800A continuous rating | USD / Upon Request | Upon request |  |  | Upon request | In Stock (Immediate Dispatch) | Coupled to Primary Separable Connector | CENELEC HD 629.1, EN 50180, EN 50181 | Page 32
Cable Bushings & Connectors | Screened Coupling Connectors (Double Cable) | TE Raychem RSTI-CC | RSTI-CC-5827 | RSTI-CC-58 (185 mm² Al) | TE Raychem RSTI-CC-58 Screened Coupling Connector 800A with DIN Al Compression Lug (185 mm²) | Up to 24kV | 800A | - | Couples to rear of RSTI-58 | IP67 Submersible / Touch-Proof | Connects onto rear of RSTI-58 base connector for parallel / double cable termination; Core insulation dia: 21.2 - 34.6 mm; EPDM conductive screen; 800A continuous rating | USD / Upon Request | Upon request |  |  | Upon request | In Stock (Immediate Dispatch) | Coupled to Primary Separable Connector | CENELEC HD 629.1, EN 50180, EN 50181 | Page 32
Cable Bushings & Connectors | Screened Coupling Connectors (Double Cable) | TE Raychem RSTI-CC | RSTI-CC-5847 | RSTI-CC-58 (185 mm² Cu) | TE Raychem RSTI-CC-58 Screened Coupling Connector 800A with DIN Cu Compression Lug (185 mm²) | Up to 24kV | 800A | - | Couples to rear of RSTI-58 | IP67 Submersible / Touch-Proof | Connects onto rear of RSTI-58 base connector for parallel / double cable termination; Core insulation dia: 21.2 - 34.6 mm; EPDM conductive screen; 800A continuous rating | USD / Upon Request | Upon request |  |  | Upon request | In Stock (Immediate Dispatch) | Coupled to Primary Separable Connector | CENELEC HD 629.1, EN 50180, EN 50181 | Page 32
Cable Bushings & Connectors | Screened Coupling Connectors (Double Cable) | TE Raychem RSTI-CC | RSTI-CC-5828 | RSTI-CC-58 (240 mm² Al) | TE Raychem RSTI-CC-58 Screened Coupling Connector 800A with DIN Al Compression Lug (240 mm²) | Up to 24kV | 800A | - | Couples to rear of RSTI-58 | IP67 Submersible / Touch-Proof | Connects onto rear of RSTI-58 base connector for parallel / double cable termination; Core insulation dia: 21.2 - 34.6 mm; EPDM conductive screen; 800A continuous rating | USD / Upon Request | Upon request |  |  | Upon request | In Stock (Immediate Dispatch) | Coupled to Primary Separable Connector | CENELEC HD 629.1, EN 50180, EN 50181 | Page 32
Cable Bushings & Connectors | Screened Coupling Connectors (Double Cable) | TE Raychem RSTI-CC | RSTI-CC-5848 | RSTI-CC-58 (240 mm² Cu) | TE Raychem RSTI-CC-58 Screened Coupling Connector 800A with DIN Cu Compression Lug (240 mm²) | Up to 24kV | 800A | - | Couples to rear of RSTI-58 | IP67 Submersible / Touch-Proof | Connects onto rear of RSTI-58 base connector for parallel / double cable termination; Core insulation dia: 21.2 - 34.6 mm; EPDM conductive screen; 800A continuous rating | USD / Upon Request | Upon request |  |  | Upon request | In Stock (Immediate Dispatch) | Coupled to Primary Separable Connector | CENELEC HD 629.1, EN 50180, EN 50181 | Page 32
Cable Bushings & Connectors | Screened Coupling Connectors (Double Cable) | TE Raychem RSTI-CC | RSTI-CC-5829 | RSTI-CC-58 (300 mm² Al) | TE Raychem RSTI-CC-58 Screened Coupling Connector 800A with DIN Al Compression Lug (300 mm²) | Up to 24kV | 800A | - | Couples to rear of RSTI-58 | IP67 Submersible / Touch-Proof | Connects onto rear of RSTI-58 base connector for parallel / double cable termination; Core insulation dia: 21.2 - 34.6 mm; EPDM conductive screen; 800A continuous rating | USD / Upon Request | Upon request |  |  | Upon request | In Stock (Immediate Dispatch) | Coupled to Primary Separable Connector | CENELEC HD 629.1, EN 50180, EN 50181 | Page 32
Cable Bushings & Connectors | Screened Coupling Connectors (Double Cable) | TE Raychem RSTI-CC | RSTI-CC-5849 | RSTI-CC-58 (300 mm² Cu) | TE Raychem RSTI-CC-58 Screened Coupling Connector 800A with DIN Cu Compression Lug (300 mm²) | Up to 24kV | 800A | - | Couples to rear of RSTI-58 | IP67 Submersible / Touch-Proof | Connects onto rear of RSTI-58 base connector for parallel / double cable termination; Core insulation dia: 21.2 - 34.6 mm; EPDM conductive screen; 800A continuous rating | USD / Upon Request | Upon request |  |  | Upon request | In Stock (Immediate Dispatch) | Coupled to Primary Separable Connector | CENELEC HD 629.1, EN 50180, EN 50181 | Page 32
Cable Bushings & Connectors | Screened Coupling Connectors (Mechanical Lug) | TE Raychem RSTI-CC | RSTI-CC-5851 | RSTI-CC-58 Mech (35 - 95 mm² (12kV) / 35 - 70 mm² (24kV)) | TE Raychem RSTI-CC-58 Coupling Connector with Mechanical Shear Bolt Lug (35 - 95 mm² (12kV) / 35 - 70 mm² (24kV)) | Up to 24kV | 800A | - | Coupled to rear of RSTI-58 | IP67 Submersible / Touch-Proof | Core insulation diameter: 12.7 - 23.4 mm; Mechanical shear-bolt connector for Al and Cu conductors; No crimping tool needed; 800A rating | USD / Upon Request | Upon request |  |  | Upon request | In Stock (Immediate Dispatch) | Coupled to Primary Separable Connector | CENELEC HD 629.1, EN 50180, EN 50181 | Page 32
Cable Bushings & Connectors | Screened Coupling Connectors (Mechanical Lug) | TE Raychem RSTI-CC | RSTI-CC-5852 | RSTI-CC-58 Mech (95 - 120 mm² (12kV)) | TE Raychem RSTI-CC-58 Coupling Connector with Mechanical Shear Bolt Lug (95 - 120 mm² (12kV)) | Up to 24kV | 800A | - | Coupled to rear of RSTI-58 | IP67 Submersible / Touch-Proof | Core insulation diameter: 12.7 - 23.4 mm; Mechanical shear-bolt connector for Al and Cu conductors; No crimping tool needed; 800A rating | USD / Upon Request | Upon request |  |  | Upon request | In Stock (Immediate Dispatch) | Coupled to Primary Separable Connector | CENELEC HD 629.1, EN 50180, EN 50181 | Page 32
Cable Bushings & Connectors | Screened Coupling Connectors (Mechanical Lug) | TE Raychem RSTI-CC | RSTI-CC-5853 | RSTI-CC-58 Mech (95 - 240 mm² (12kV) / 95 - 185 mm² (24kV)) | TE Raychem RSTI-CC-58 Coupling Connector with Mechanical Shear Bolt Lug (95 - 240 mm² (12kV) / 95 - 185 mm² (24kV)) | Up to 24kV | 800A | - | Coupled to rear of RSTI-58 | IP67 Submersible / Touch-Proof | Core insulation diameter: 17.0 - 30.1 mm; Mechanical shear-bolt connector for Al and Cu conductors; No crimping tool needed; 800A rating | USD / Upon Request | Upon request |  |  | Upon request | In Stock (Immediate Dispatch) | Coupled to Primary Separable Connector | CENELEC HD 629.1, EN 50180, EN 50181 | Page 32
Cable Bushings & Connectors | Screened Coupling Connectors (Mechanical Lug) | TE Raychem RSTI-CC | RSTI-CC-5854 | RSTI-CC-58 Mech (150 - 240 mm² (12kV) / 95 - 240 mm² (24kV)) | TE Raychem RSTI-CC-58 Coupling Connector with Mechanical Shear Bolt Lug (150 - 240 mm² (12kV) / 95 - 240 mm² (24kV)) | Up to 24kV | 800A | - | Coupled to rear of RSTI-58 | IP67 Submersible / Touch-Proof | Core insulation diameter: 21.2 - 34.6 mm; Mechanical shear-bolt connector for Al and Cu conductors; No crimping tool needed; 800A rating | USD / Upon Request | Upon request |  |  | Upon request | In Stock (Immediate Dispatch) | Coupled to Primary Separable Connector | CENELEC HD 629.1, EN 50180, EN 50181 | Page 32
Cable Bushings & Connectors | Screened Coupling Connectors (Mechanical Lug) | TE Raychem RSTI-CC | RSTI-CC-5855 | RSTI-CC-58 Mech (185 - 300 mm² (12kV & 24kV)) | TE Raychem RSTI-CC-58 Coupling Connector with Mechanical Shear Bolt Lug (185 - 300 mm² (12kV & 24kV)) | Up to 24kV | 800A | - | Coupled to rear of RSTI-58 | IP67 Submersible / Touch-Proof | Core insulation diameter: 21.2 - 34.6 mm; Mechanical shear-bolt connector for Al and Cu conductors; No crimping tool needed; 800A rating | USD / Upon Request | Upon request |  |  | Upon request | In Stock (Immediate Dispatch) | Coupled to Primary Separable Connector | CENELEC HD 629.1, EN 50180, EN 50181 | Page 32
Cable Bushings & Connectors | Screened Coupling Connectors (Mechanical Lug) | TE Raychem RSTI-CC | RSTI-CC-5856 | RSTI-CC-58 Mech (240 - 400 mm² (12kV)) | TE Raychem RSTI-CC-58 Coupling Connector with Mechanical Shear Bolt Lug (240 - 400 mm² (12kV)) | Up to 24kV | 800A | - | Coupled to rear of RSTI-58 | IP67 Submersible / Touch-Proof | Core insulation diameter: 21.2 - 34.6 mm; Mechanical shear-bolt connector for Al and Cu conductors; No crimping tool needed; 800A rating | USD / Upon Request | Upon request |  |  | Upon request | In Stock (Immediate Dispatch) | Coupled to Primary Separable Connector | CENELEC HD 629.1, EN 50180, EN 50181 | Page 32
Cable Bushing Boots | Insulating Bushing Boots | TE Raychem Boot Series | RCAB 4110 | TE Raychem RCAB 4110 | TE Raychem RCAB Elastomeric Insulating Bushing Boot (Bushing Dia 31-45mm) | Up to 17.5kV | 400A / 630A | - | Right Angle Profile | Insulated / Flashover Proof | Voltage rating: up to 17.5kV; Basic impulse level (BIL): 95kV; Bushing types: DIN, CENELEC, ANSI 400/630A; Tool-free installation (RCAB) or flame/hot-air heat-shrink (RSRB); Protection against flashover & moisture | USD / Upon Request | Upon request |  |  | Upon request | In Stock (Immediate Dispatch) | Push-on / Heat Shrink over Bushing | IEC 60137, CENELEC HD 629.1 | Page 33
Cable Bushing Boots | Insulating Bushing Boots | TE Raychem Boot Series | RCAB 4120 | TE Raychem RCAB 4120 | TE Raychem RCAB Elastomeric Insulating Bushing Boot (Bushing Dia 46-70mm) | Up to 17.5kV | 400A / 630A | - | Right Angle Profile | Insulated / Flashover Proof | Voltage rating: up to 17.5kV; Basic impulse level (BIL): 95kV; Bushing types: DIN, CENELEC, ANSI 400/630A; Tool-free installation (RCAB) or flame/hot-air heat-shrink (RSRB); Protection against flashover & moisture | USD / Upon Request | Upon request |  |  | Upon request | In Stock (Immediate Dispatch) | Push-on / Heat Shrink over Bushing | IEC 60137, CENELEC HD 629.1 | Page 33
Cable Bushing Boots | Insulating Bushing Boots | TE Raychem Boot Series | RSRB-4042 | TE Raychem RSRB-4042 | TE Raychem RSRB Heat Shrink Insulating Bushing Boot Right Angle Long (10-35 mm²) | Up to 17.5kV | 400A / 630A | - | Right Angle Profile | Insulated / Flashover Proof | Voltage rating: up to 17.5kV; Basic impulse level (BIL): 95kV; Bushing types: DIN, CENELEC, ANSI 400/630A; Tool-free installation (RCAB) or flame/hot-air heat-shrink (RSRB); Protection against flashover & moisture | USD / Upon Request | Upon request |  |  | Upon request | In Stock (Immediate Dispatch) | Push-on / Heat Shrink over Bushing | IEC 60137, CENELEC HD 629.1 | Page 33
Cable Bushing Boots | Insulating Bushing Boots | TE Raychem Boot Series | RSRB-4044 | TE Raychem RSRB-4044 | TE Raychem RSRB Heat Shrink Insulating Bushing Boot Right Angle Long (50-95 mm²) | Up to 17.5kV | 400A / 630A | - | Right Angle Profile | Insulated / Flashover Proof | Voltage rating: up to 17.5kV; Basic impulse level (BIL): 95kV; Bushing types: DIN, CENELEC, ANSI 400/630A; Tool-free installation (RCAB) or flame/hot-air heat-shrink (RSRB); Protection against flashover & moisture | USD / Upon Request | Upon request |  |  | Upon request | In Stock (Immediate Dispatch) | Push-on / Heat Shrink over Bushing | IEC 60137, CENELEC HD 629.1 | Page 33
Cable Bushing Boots | Insulating Bushing Boots | TE Raychem Boot Series | RSRB-4046 | TE Raychem RSRB-4046 | TE Raychem RSRB Heat Shrink Insulating Bushing Boot Right Angle Long (120-300 mm²) | Up to 17.5kV | 400A / 630A | - | Right Angle Profile | Insulated / Flashover Proof | Voltage rating: up to 17.5kV; Basic impulse level (BIL): 95kV; Bushing types: DIN, CENELEC, ANSI 400/630A; Tool-free installation (RCAB) or flame/hot-air heat-shrink (RSRB); Protection against flashover & moisture | USD / Upon Request | Upon request |  |  | Upon request | In Stock (Immediate Dispatch) | Push-on / Heat Shrink over Bushing | IEC 60137, CENELEC HD 629.1 | Page 33
Cable Bushing Boots | Insulating Bushing Boots | TE Raychem Boot Series | RSRB-4062 | TE Raychem RSRB-4062 | TE Raychem RSRB Heat Shrink Insulating Bushing Boot Right Angle Short (10-35 mm²) | Up to 17.5kV | 400A / 630A | - | Right Angle Profile | Insulated / Flashover Proof | Voltage rating: up to 17.5kV; Basic impulse level (BIL): 95kV; Bushing types: DIN, CENELEC, ANSI 400/630A; Tool-free installation (RCAB) or flame/hot-air heat-shrink (RSRB); Protection against flashover & moisture | USD / Upon Request | Upon request |  |  | Upon request | In Stock (Immediate Dispatch) | Push-on / Heat Shrink over Bushing | IEC 60137, CENELEC HD 629.1 | Page 33
Cable Bushing Boots | Insulating Bushing Boots | TE Raychem Boot Series | RSRB-4064 | TE Raychem RSRB-4064 | TE Raychem RSRB Heat Shrink Insulating Bushing Boot Right Angle Short (50-95 mm²) | Up to 17.5kV | 400A / 630A | - | Right Angle Profile | Insulated / Flashover Proof | Voltage rating: up to 17.5kV; Basic impulse level (BIL): 95kV; Bushing types: DIN, CENELEC, ANSI 400/630A; Tool-free installation (RCAB) or flame/hot-air heat-shrink (RSRB); Protection against flashover & moisture | USD / Upon Request | Upon request |  |  | Upon request | In Stock (Immediate Dispatch) | Push-on / Heat Shrink over Bushing | IEC 60137, CENELEC HD 629.1 | Page 33
Cable Bushing Boots | Insulating Bushing Boots | TE Raychem Boot Series | RSRB-4066 | TE Raychem RSRB-4066 | TE Raychem RSRB Heat Shrink Insulating Bushing Boot Right Angle Short (120-300 mm²) | Up to 17.5kV | 400A / 630A | - | Right Angle Profile | Insulated / Flashover Proof | Voltage rating: up to 17.5kV; Basic impulse level (BIL): 95kV; Bushing types: DIN, CENELEC, ANSI 400/630A; Tool-free installation (RCAB) or flame/hot-air heat-shrink (RSRB); Protection against flashover & moisture | USD / Upon Request | Upon request |  |  | Upon request | In Stock (Immediate Dispatch) | Push-on / Heat Shrink over Bushing | IEC 60137, CENELEC HD 629.1 | Page 33
Surge Arresters | Screened Separable Surge Arresters | TE Raychem RSTI-SA | RSTI-58A0605 | Surge Arrester 6.0kV | TE Raychem Screened Separable Surge Arrester 6.0kV 5kA (Single Connection) | 6.0kV (Ur: 7.5kV) | Discharge: 5kA | Short circuit: 16kA | Length: 285.0mm, Weight: 2.4kg | IP67 Submersible / Touch-Proof | Operating duty high current impulse 4/10 µs: 65kA; Short circuit current: 16kA; Long duration impulse (1ms): 75A; Weight: 2.4 kg/pc; Direct connection onto DIN Type C bushings | USD / Upon Request | Upon request |  |  | Upon request | In Stock (Immediate Dispatch) | Direct Connection onto Bushings | IEC 60099-4 | Page 34
Surge Arresters | Screened Separable Surge Arresters | TE Raychem RSTI-SA | RSTI-58SA1205 | Surge Arrester 12.0kV | TE Raychem Screened Separable Surge Arrester 12.0kV 5kA (Single Connection) | 12.0kV (Ur: 15.0kV) | Discharge: 5kA | Short circuit: 16kA | Length: 285.0mm, Weight: 2.7kg | IP67 Submersible / Touch-Proof | Operating duty high current impulse 4/10 µs: 65kA; Short circuit current: 16kA; Long duration impulse (1ms): 75A; Weight: 2.7 kg/pc; Direct connection onto DIN Type C bushings | USD / Upon Request | Upon request |  |  | Upon request | In Stock (Immediate Dispatch) | Direct Connection onto Bushings | IEC 60099-4 | Page 34
Surge Arresters | Screened Separable Surge Arresters | TE Raychem RSTI-SA | RSTI-58A1805 | Surge Arrester 18.0kV | TE Raychem Screened Separable Surge Arrester 18.0kV 5kA (Single Connection) | 18.0kV (Ur: 22.5kV) | Discharge: 5kA | Short circuit: 16kA | Length: 400.0mm, Weight: 3.0kg | IP67 Submersible / Touch-Proof | Operating duty high current impulse 4/10 µs: 65kA; Short circuit current: 16kA; Long duration impulse (1ms): 75A; Weight: 3.0 kg/pc; Direct connection onto DIN Type C bushings | USD / Upon Request | Upon request |  |  | Upon request | In Stock (Immediate Dispatch) | Direct Connection onto Bushings | IEC 60099-4 | Page 34
Surge Arresters | Screened Separable Surge Arresters | TE Raychem RSTI-SA | RSTI-58SA2405 | Surge Arrester 24.0kV | TE Raychem Screened Separable Surge Arrester 24.0kV 5kA (Single Connection) | 24.0kV (Ur: 30.0kV) | Discharge: 5kA | Short circuit: 16kA | Length: 400.0mm, Weight: 3.3kg | IP67 Submersible / Touch-Proof | Operating duty high current impulse 4/10 µs: 65kA; Short circuit current: 16kA; Long duration impulse (1ms): 75A; Weight: 3.3 kg/pc; Direct connection onto DIN Type C bushings | USD / Upon Request | Upon request |  |  | Upon request | In Stock (Immediate Dispatch) | Direct Connection onto Bushings | IEC 60099-4 | Page 34
Surge Arresters | Screened Separable Surge Arresters | TE Raychem RSTI-SA | RSTI-CC-58SA0605 | Surge Arrester 6.0kV | TE Raychem Screened Separable Surge Arrester 6.0kV 5kA (Parallel Connection) | 6.0kV (Ur: 7.5kV) | Discharge: 5kA | Short circuit: 16kA | Length: 285.0mm, Weight: 2.5kg | IP67 Submersible / Touch-Proof | Operating duty high current impulse 4/10 µs: 65kA; Short circuit current: 16kA; Long duration impulse (1ms): 75A; Weight: 2.5 kg/pc; Direct connection onto DIN Type C bushings | USD / Upon Request | Upon request |  |  | Upon request | In Stock (Immediate Dispatch) | Direct Connection onto Bushings | IEC 60099-4 | Page 34
Surge Arresters | Screened Separable Surge Arresters | TE Raychem RSTI-SA | RSTI-CC-58SA1205 | Surge Arrester 12.0kV | TE Raychem Screened Separable Surge Arrester 12.0kV 5kA (Parallel Connection) | 12.0kV (Ur: 15.0kV) | Discharge: 5kA | Short circuit: 16kA | Length: 285.0mm, Weight: 2.8kg | IP67 Submersible / Touch-Proof | Operating duty high current impulse 4/10 µs: 65kA; Short circuit current: 16kA; Long duration impulse (1ms): 75A; Weight: 2.8 kg/pc; Direct connection onto DIN Type C bushings | USD / Upon Request | Upon request |  |  | Upon request | In Stock (Immediate Dispatch) | Direct Connection onto Bushings | IEC 60099-4 | Page 34
Surge Arresters | Screened Separable Surge Arresters | TE Raychem RSTI-SA | RSTI-CC-58A1805 | Surge Arrester 18.0kV | TE Raychem Screened Separable Surge Arrester 18.0kV 5kA (Parallel Connection) | 18.0kV (Ur: 22.5kV) | Discharge: 5kA | Short circuit: 16kA | Length: 400.0mm, Weight: 3.1kg | IP67 Submersible / Touch-Proof | Operating duty high current impulse 4/10 µs: 65kA; Short circuit current: 16kA; Long duration impulse (1ms): 75A; Weight: 3.1 kg/pc; Direct connection onto DIN Type C bushings | USD / Upon Request | Upon request |  |  | Upon request | In Stock (Immediate Dispatch) | Direct Connection onto Bushings | IEC 60099-4 | Page 34
Surge Arresters | Screened Separable Surge Arresters | TE Raychem RSTI-SA | RSTI-CC-58SA2405 | Surge Arrester 24.0kV | TE Raychem Screened Separable Surge Arrester 24.0kV 5kA (Parallel Connection) | 24.0kV (Ur: 30.0kV) | Discharge: 5kA | Short circuit: 16kA | Length: 400.0mm, Weight: 3.4kg | IP67 Submersible / Touch-Proof | Operating duty high current impulse 4/10 µs: 65kA; Short circuit current: 16kA; Long duration impulse (1ms): 75A; Weight: 3.4 kg/pc; Direct connection onto DIN Type C bushings | USD / Upon Request | Upon request |  |  | Upon request | In Stock (Immediate Dispatch) | Direct Connection onto Bushings | IEC 60099-4 | Page 34
Actuators & Shunt Trips | Operating Mechanisms & Accessories | Aegis Plus Auxiliaries | ACT-24VDC | Lucy Electric ACT-24VDC | Motor Actuator 24V DC for Remote Operation of Switches & Breakers | 24V DC | - | - | Integral to Mechanism | IP41 / IP54 | Motor Actuator 24V DC for Remote Operation of Switches & Breakers. Operating temperature: -30°C to +70°C; Padlock facility: 8.5mm hole; Fully interlocked with main mechanism | USD / Upon Request | Upon request |  |  | Upon request | In Stock (Immediate Dispatch) | Mechanism Internal / Fascia | IEC 62271-1, IEC 62271-100 | Page 29
Actuators & Shunt Trips | Operating Mechanisms & Accessories | Aegis Plus Auxiliaries | ACT-WIRING | Lucy Electric ACT-WIRING | Factory Pre-Wiring Harness for Future Motorisation Retrofit | 24V DC / Aux | - | - | Integral to Mechanism | IP41 / IP54 | Factory Pre-Wiring Harness for Future Motorisation Retrofit. Operating temperature: -30°C to +70°C; Padlock facility: 8.5mm hole; Fully interlocked with main mechanism | USD / Upon Request | Upon request |  |  | Upon request | In Stock (Immediate Dispatch) | Mechanism Internal / Fascia | IEC 62271-1, IEC 62271-100 | Page 15
Actuators & Shunt Trips | Operating Mechanisms & Accessories | Aegis Plus Auxiliaries | SHUNT-12VDC | Lucy Electric SHUNT-12VDC | Shunt Trip Coil 12V DC for Circuit Breaker Tripping | 12V DC | - | - | Integral to Mechanism | IP41 / IP54 | Shunt Trip Coil 12V DC for Circuit Breaker Tripping. Operating temperature: -30°C to +70°C; Padlock facility: 8.5mm hole; Fully interlocked with main mechanism | USD / Upon Request | Upon request |  |  | Upon request | In Stock (Immediate Dispatch) | Mechanism Internal / Fascia | IEC 62271-1, IEC 62271-100 | Page 29
Actuators & Shunt Trips | Operating Mechanisms & Accessories | Aegis Plus Auxiliaries | SHUNT-24VDC | Lucy Electric SHUNT-24VDC | Shunt Trip Coil 24V DC for Circuit Breaker Tripping | 24V DC | - | - | Integral to Mechanism | IP41 / IP54 | Shunt Trip Coil 24V DC for Circuit Breaker Tripping. Operating temperature: -30°C to +70°C; Padlock facility: 8.5mm hole; Fully interlocked with main mechanism | USD / Upon Request | Upon request |  |  | Upon request | In Stock (Immediate Dispatch) | Mechanism Internal / Fascia | IEC 62271-1, IEC 62271-100 | Page 29
Actuators & Shunt Trips | Operating Mechanisms & Accessories | Aegis Plus Auxiliaries | SHUNT-48VDC | Lucy Electric SHUNT-48VDC | Shunt Trip Coil 48V DC for Circuit Breaker Tripping | 48V DC | - | - | Integral to Mechanism | IP41 / IP54 | Shunt Trip Coil 48V DC for Circuit Breaker Tripping. Operating temperature: -30°C to +70°C; Padlock facility: 8.5mm hole; Fully interlocked with main mechanism | USD / Upon Request | Upon request |  |  | Upon request | In Stock (Immediate Dispatch) | Mechanism Internal / Fascia | IEC 62271-1, IEC 62271-100 | Page 29
Actuators & Shunt Trips | Operating Mechanisms & Accessories | Aegis Plus Auxiliaries | SHUNT-110VDC | Lucy Electric SHUNT-110VDC | Shunt Trip Coil 110V DC for Circuit Breaker Tripping | 110V DC | - | - | Integral to Mechanism | IP41 / IP54 | Shunt Trip Coil 110V DC for Circuit Breaker Tripping. Operating temperature: -30°C to +70°C; Padlock facility: 8.5mm hole; Fully interlocked with main mechanism | USD / Upon Request | Upon request |  |  | Upon request | In Stock (Immediate Dispatch) | Mechanism Internal / Fascia | IEC 62271-1, IEC 62271-100 | Page 29
Actuators & Shunt Trips | Operating Mechanisms & Accessories | Aegis Plus Auxiliaries | SHUNT-110VAC | Lucy Electric SHUNT-110VAC | Shunt Trip Coil 110V AC for Circuit Breaker Tripping | 110V AC | - | - | Integral to Mechanism | IP41 / IP54 | Shunt Trip Coil 110V AC for Circuit Breaker Tripping. Operating temperature: -30°C to +70°C; Padlock facility: 8.5mm hole; Fully interlocked with main mechanism | USD / Upon Request | Upon request |  |  | Upon request | In Stock (Immediate Dispatch) | Mechanism Internal / Fascia | IEC 62271-1, IEC 62271-100 | Page 29
Actuators & Shunt Trips | Operating Mechanisms & Accessories | Aegis Plus Auxiliaries | SHUNT-240VAC | Lucy Electric SHUNT-240VAC | Shunt Trip Coil 240V AC for Circuit Breaker Tripping | 240V AC | - | - | Integral to Mechanism | IP41 / IP54 | Shunt Trip Coil 240V AC for Circuit Breaker Tripping. Operating temperature: -30°C to +70°C; Padlock facility: 8.5mm hole; Fully interlocked with main mechanism | USD / Upon Request | Upon request |  |  | Upon request | In Stock (Immediate Dispatch) | Mechanism Internal / Fascia | IEC 62271-1, IEC 62271-100 | Page 29
Actuators & Shunt Trips | Operating Mechanisms & Accessories | Aegis Plus Auxiliaries | SHUNT-MULTI | Lucy Electric SHUNT-MULTI | Multi-Voltage Shunt Trip Coil (24V DC - 240V AC/DC Wide Range) | 24VDC - 240VAC | - | - | Integral to Mechanism | IP41 / IP54 | Multi-Voltage Shunt Trip Coil (24V DC - 240V AC/DC Wide Range). Operating temperature: -30°C to +70°C; Padlock facility: 8.5mm hole; Fully interlocked with main mechanism | USD / Upon Request | Upon request |  |  | Upon request | In Stock (Immediate Dispatch) | Mechanism Internal / Fascia | IEC 62271-1, IEC 62271-100 | Page 29
Actuators & Shunt Trips | Operating Mechanisms & Accessories | Aegis Plus Auxiliaries | UVR-COIL | Lucy Electric UVR-COIL | Undervoltage Release Coil for Circuit Breaker Protection | 110/240V | - | - | Integral to Mechanism | IP41 / IP54 | Undervoltage Release Coil for Circuit Breaker Protection. Operating temperature: -30°C to +70°C; Padlock facility: 8.5mm hole; Fully interlocked with main mechanism | USD / Upon Request | Upon request |  |  | Upon request | In Stock (Immediate Dispatch) | Mechanism Internal / Fascia | IEC 62271-1, IEC 62271-100 | Page 17
Actuators & Shunt Trips | Operating Mechanisms & Accessories | Aegis Plus Auxiliaries | CLOSING-COIL | Lucy Electric CLOSING-COIL | Closing Coil for Remote Closing Operation (C Module Auto-Reclose) | 24V DC / 110V | - | - | Integral to Mechanism | IP41 / IP54 | Closing Coil for Remote Closing Operation (C Module Auto-Reclose). Operating temperature: -30°C to +70°C; Padlock facility: 8.5mm hole; Fully interlocked with main mechanism | USD / Upon Request | Upon request |  |  | Upon request | In Stock (Immediate Dispatch) | Mechanism Internal / Fascia | IEC 62271-1, IEC 62271-100 | Page 17
Actuators & Shunt Trips | Operating Mechanisms & Accessories | Aegis Plus Auxiliaries | AUX-1NO-1NC | Lucy Electric AUX-1NO-1NC | Auxiliary Contact Switch Block 1N/O + 1N/C for Remote Position Indication | 24V DC / Aux | - | - | Integral to Mechanism | IP41 / IP54 | Auxiliary Contact Switch Block 1N/O + 1N/C for Remote Position Indication. Operating temperature: -30°C to +70°C; Padlock facility: 8.5mm hole; Fully interlocked with main mechanism | USD / Upon Request | Upon request |  |  | Upon request | In Stock (Immediate Dispatch) | Mechanism Internal / Fascia | IEC 62271-1, IEC 62271-100 | Page 15
Actuators & Shunt Trips | Operating Mechanisms & Accessories | Aegis Plus Auxiliaries | AUX-2NO-2NC | Lucy Electric AUX-2NO-2NC | Auxiliary Contact Switch Block 2N/O + 2N/C for Remote Position Indication | 24V DC / Aux | - | - | Integral to Mechanism | IP41 / IP54 | Auxiliary Contact Switch Block 2N/O + 2N/C for Remote Position Indication. Operating temperature: -30°C to +70°C; Padlock facility: 8.5mm hole; Fully interlocked with main mechanism | USD / Upon Request | Upon request |  |  | Upon request | In Stock (Immediate Dispatch) | Mechanism Internal / Fascia | IEC 62271-1, IEC 62271-100 | Page 15
Actuators & Shunt Trips | Operating Mechanisms & Accessories | Aegis Plus Auxiliaries | GAS-ALARM-1NO | Lucy Electric GAS-ALARM-1NO | Remote Low Gas Pressure Alarm Contact Switch 1N/O | 24V DC / Aux | - | - | Integral to Mechanism | IP41 / IP54 | Remote Low Gas Pressure Alarm Contact Switch 1N/O. Operating temperature: -30°C to +70°C; Padlock facility: 8.5mm hole; Fully interlocked with main mechanism | USD / Upon Request | Upon request |  |  | Upon request | In Stock (Immediate Dispatch) | Mechanism Internal / Fascia | IEC 62271-1, IEC 62271-100 | Page 8
Actuators & Shunt Trips | Operating Mechanisms & Accessories | Aegis Plus Auxiliaries | GAS-GAUGE-TC | Lucy Electric GAS-GAUGE-TC | Temperature Compensated SF6 Gas Pressure Gauge with Red/Green Sectors | 24V DC / Aux | - | - | Integral to Mechanism | IP41 / IP54 | Temperature Compensated SF6 Gas Pressure Gauge with Red/Green Sectors. Operating temperature: -30°C to +70°C; Padlock facility: 8.5mm hole; Fully interlocked with main mechanism | USD / Upon Request | Upon request |  |  | Upon request | In Stock (Immediate Dispatch) | Mechanism Internal / Fascia | IEC 62271-1, IEC 62271-100 | Page 8
Actuators & Shunt Trips | Operating Mechanisms & Accessories | Aegis Plus Auxiliaries | OP-COUNTER | Lucy Electric OP-COUNTER | Mechanical Operations Counter for Switch / Breaker Mechanism | 24V DC / Aux | - | - | Integral to Mechanism | IP41 / IP54 | Mechanical Operations Counter for Switch / Breaker Mechanism. Operating temperature: -30°C to +70°C; Padlock facility: 8.5mm hole; Fully interlocked with main mechanism | USD / Upon Request | Upon request |  |  | Upon request | In Stock (Immediate Dispatch) | Mechanism Internal / Fascia | IEC 62271-1, IEC 62271-100 | Page 15
Actuators & Shunt Trips | Operating Mechanisms & Accessories | Aegis Plus Auxiliaries | RELAY-ANTI-PUMP | Lucy Electric RELAY-ANTI-PUMP | Anti-Pumping Relay for Circuit Breaker C Module | 24V DC / Aux | - | - | Integral to Mechanism | IP41 / IP54 | Anti-Pumping Relay for Circuit Breaker C Module. Operating temperature: -30°C to +70°C; Padlock facility: 8.5mm hole; Fully interlocked with main mechanism | USD / Upon Request | Upon request |  |  | Upon request | In Stock (Immediate Dispatch) | Mechanism Internal / Fascia | IEC 62271-1, IEC 62271-100 | Page 17
Actuators & Shunt Trips | Operating Mechanisms & Accessories | Aegis Plus Auxiliaries | KEY-INTERLOCK | Castell / Ronis KEY-INTERLOCK | Mechanical Key Interlock Assembly (Castell / Ronis Keys) | 24V DC / Aux | - | - | Integral to Mechanism | IP41 / IP54 | Mechanical Key Interlock Assembly (Castell / Ronis Keys). Operating temperature: -30°C to +70°C; Padlock facility: 8.5mm hole; Fully interlocked with main mechanism | USD / Upon Request | Upon request |  |  | Upon request | In Stock (Immediate Dispatch) | Mechanism Internal / Fascia | IEC 62271-1, IEC 62271-100 | Page 8
Actuators & Shunt Trips | Operating Mechanisms & Accessories | Aegis Plus Auxiliaries | ET-FACILITY | Lucy Electric ET-FACILITY | Integrated Front Cable Earth and Test (E&T) Facility with Star Bar | 24V DC / Aux | - | - | Integral to Mechanism | IP41 / IP54 | Integrated Front Cable Earth and Test (E&T) Facility with Star Bar. Operating temperature: -30°C to +70°C; Padlock facility: 8.5mm hole; Fully interlocked with main mechanism | USD / Upon Request | Upon request |  |  | Upon request | In Stock (Immediate Dispatch) | Mechanism Internal / Fascia | IEC 62271-1, IEC 62271-100 | Page 8
Actuators & Shunt Trips | Operating Mechanisms & Accessories | Aegis Plus Auxiliaries | SEC-INJECTION | Lucy Electric SEC-INJECTION | Secondary Injection Test Terminal Facility for Protection Relays & TLF | 24V DC / Aux | - | - | Integral to Mechanism | IP41 / IP54 | Secondary Injection Test Terminal Facility for Protection Relays & TLF. Operating temperature: -30°C to +70°C; Padlock facility: 8.5mm hole; Fully interlocked with main mechanism | USD / Upon Request | Upon request |  |  | Upon request | In Stock (Immediate Dispatch) | Mechanism Internal / Fascia | IEC 62271-1, IEC 62271-100 | Page 29
Enclosure & Venting Accessories | Enclosures & Arc Protection Kits | Aegis Plus Enclosure | CC-450MM | Enclosure CC-450MM | Cable Compartment Enclosure 450mm Cable Bushing Height (Overall Unit H: 1280mm) | - | - | - | 450/600/750mm Height Variants | IP41 / IP54 | Cable Compartment Enclosure 450mm Cable Bushing Height (Overall Unit H: 1280mm). Electro-statically applied oven cured paint; Zinc coated steel housing; Suitable for harsh environmental conditions and pollution resistance | USD / Upon Request | Upon request |  |  | Upon request | Available from stock / order (2-4 weeks) | Switchgear Front Compartment | IEC 62271-200 Internal Arc Classified (IAC) | Page 43
Enclosure & Venting Accessories | Enclosures & Arc Protection Kits | Aegis Plus Enclosure | CC-600MM | Enclosure CC-600MM | Cable Compartment Enclosure 600mm Cable Bushing Height (Overall Unit H: 1430mm) | - | - | - | 450/600/750mm Height Variants | IP41 / IP54 | Cable Compartment Enclosure 600mm Cable Bushing Height (Overall Unit H: 1430mm). Electro-statically applied oven cured paint; Zinc coated steel housing; Suitable for harsh environmental conditions and pollution resistance | USD / Upon Request | Upon request |  |  | Upon request | Available from stock / order (2-4 weeks) | Switchgear Front Compartment | IEC 62271-200 Internal Arc Classified (IAC) | Page 43
Enclosure & Venting Accessories | Enclosures & Arc Protection Kits | Aegis Plus Enclosure | CC-750MM | Enclosure CC-750MM | Cable Compartment Enclosure 750mm Cable Bushing Height (Overall Unit H: 1580mm) | - | - | - | 450/600/750mm Height Variants | IP41 / IP54 | Cable Compartment Enclosure 750mm Cable Bushing Height (Overall Unit H: 1580mm). Electro-statically applied oven cured paint; Zinc coated steel housing; Suitable for harsh environmental conditions and pollution resistance | USD / Upon Request | Upon request |  |  | Upon request | Available from stock / order (2-4 weeks) | Switchgear Front Compartment | IEC 62271-200 Internal Arc Classified (IAC) | Page 43
Enclosure & Venting Accessories | Enclosures & Arc Protection Kits | Aegis Plus Enclosure | KIT-IP54-OUTDOOR | Enclosure KIT-IP54-OUTDOOR | IP54 Outdoor Enclosure Conversion Retrofit Door Kit (Converts IP41 to IP54) | - | - | - | 450/600/750mm Height Variants | IP41 / IP54 | IP54 Outdoor Enclosure Conversion Retrofit Door Kit (Converts IP41 to IP54). Electro-statically applied oven cured paint; Zinc coated steel housing; Suitable for harsh environmental conditions and pollution resistance | USD / Upon Request | Upon request |  |  | Upon request | Available from stock / order (2-4 weeks) | Switchgear Front Compartment | IEC 62271-200 Internal Arc Classified (IAC) | Page 10
Enclosure & Venting Accessories | Enclosures & Arc Protection Kits | Aegis Plus Enclosure | IAC-AF-VENT | Enclosure IAC-AF-VENT | Internal Arc Protection Kit - AF Front Operator Safety (Rear Venting Plate) | - | - | 20kA 1s Arc Rated | 450/600/750mm Height Variants | IP41 / IP54 | Internal Arc Protection Kit - AF Front Operator Safety (Rear Venting Plate). Electro-statically applied oven cured paint; Zinc coated steel housing; Suitable for harsh environmental conditions and pollution resistance | USD / Upon Request | Upon request |  |  | Upon request | Available from stock / order (2-4 weeks) | Switchgear Front Compartment | IEC 62271-200 Internal Arc Classified (IAC) | Page 35
Enclosure & Venting Accessories | Enclosures & Arc Protection Kits | Aegis Plus Enclosure | IAC-AFL-VENT | Enclosure IAC-AFL-VENT | Internal Arc Protection Kit - AFL Front & Lateral Safety (Rear Venting) | - | - | 20kA 1s Arc Rated | 450/600/750mm Height Variants | IP41 / IP54 | Internal Arc Protection Kit - AFL Front & Lateral Safety (Rear Venting). Electro-statically applied oven cured paint; Zinc coated steel housing; Suitable for harsh environmental conditions and pollution resistance | USD / Upon Request | Upon request |  |  | Upon request | Available from stock / order (2-4 weeks) | Switchgear Front Compartment | IEC 62271-200 Internal Arc Classified (IAC) | Page 35
Enclosure & Venting Accessories | Enclosures & Arc Protection Kits | Aegis Plus Enclosure | IAC-AFLR-TRENCH | Enclosure IAC-AFLR-TRENCH | Internal Arc Protection Kit - AFLR Full Perimeter Safety (Cable Trench Venting) | - | - | 20kA 1s Arc Rated | 450/600/750mm Height Variants | IP41 / IP54 | Internal Arc Protection Kit - AFLR Full Perimeter Safety (Cable Trench Venting). Electro-statically applied oven cured paint; Zinc coated steel housing; Suitable for harsh environmental conditions and pollution resistance | USD / Upon Request | Upon request |  |  | Upon request | Available from stock / order (2-4 weeks) | Switchgear Front Compartment | IEC 62271-200 Internal Arc Classified (IAC) | Page 35
Enclosure & Venting Accessories | Enclosures & Arc Protection Kits | Aegis Plus Enclosure | IAC-AFLR-CHIMNEY | Enclosure IAC-AFLR-CHIMNEY | Internal Arc Protection Kit - AFLR Full Perimeter Safety (Upward Chimney Venting) | - | - | 20kA 1s Arc Rated | 450/600/750mm Height Variants | IP41 / IP54 | Internal Arc Protection Kit - AFLR Full Perimeter Safety (Upward Chimney Venting). Electro-statically applied oven cured paint; Zinc coated steel housing; Suitable for harsh environmental conditions and pollution resistance | USD / Upon Request | Upon request |  |  | Upon request | Available from stock / order (2-4 weeks) | Switchgear Front Compartment | IEC 62271-200 Internal Arc Classified (IAC) | Page 35
Enclosure & Venting Accessories | Enclosures & Arc Protection Kits | Aegis Plus Enclosure | CLAMP-METAL-1C | Enclosure CLAMP-METAL-1C | Metal Cable Clamps and Glands Kit for Single Core Polymeric Cables (up to 300 mm²) | - | - | - | 450/600/750mm Height Variants | IP41 / IP54 | Metal Cable Clamps and Glands Kit for Single Core Polymeric Cables (up to 300 mm²). Electro-statically applied oven cured paint; Zinc coated steel housing; Suitable for harsh environmental conditions and pollution resistance | USD / Upon Request | Upon request |  |  | Upon request | Available from stock / order (2-4 weeks) | Switchgear Front Compartment | IEC 62271-200 Internal Arc Classified (IAC) | Page 30
Enclosure & Venting Accessories | Enclosures & Arc Protection Kits | Aegis Plus Enclosure | CLAMP-METAL-3C | Enclosure CLAMP-METAL-3C | Metal Cable Clamps and Glands Kit for Three Core Polymeric Cables (up to 500 mm²) | - | - | - | 450/600/750mm Height Variants | IP41 / IP54 | Metal Cable Clamps and Glands Kit for Three Core Polymeric Cables (up to 500 mm²). Electro-statically applied oven cured paint; Zinc coated steel housing; Suitable for harsh environmental conditions and pollution resistance | USD / Upon Request | Upon request |  |  | Upon request | Available from stock / order (2-4 weeks) | Switchgear Front Compartment | IEC 62271-200 Internal Arc Classified (IAC) | Page 30
Enclosure & Venting Accessories | Enclosures & Arc Protection Kits | Aegis Plus Enclosure | CLAMP-PLASTIC-1C | Enclosure CLAMP-PLASTIC-1C | Plastic Insulated Cable Clamps Kit for Single Core Polymeric Cables | - | - | - | 450/600/750mm Height Variants | IP41 / IP54 | Plastic Insulated Cable Clamps Kit for Single Core Polymeric Cables. Electro-statically applied oven cured paint; Zinc coated steel housing; Suitable for harsh environmental conditions and pollution resistance | USD / Upon Request | Upon request |  |  | Upon request | Available from stock / order (2-4 weeks) | Switchgear Front Compartment | IEC 62271-200 Internal Arc Classified (IAC) | Page 45
Enclosure & Venting Accessories | Enclosures & Arc Protection Kits | Aegis Plus Enclosure | CLAMP-PLASTIC-3C | Enclosure CLAMP-PLASTIC-3C | Plastic Insulated Cable Clamps Kit for Three Core Polymeric Cables | - | - | - | 450/600/750mm Height Variants | IP41 / IP54 | Plastic Insulated Cable Clamps Kit for Three Core Polymeric Cables. Electro-statically applied oven cured paint; Zinc coated steel housing; Suitable for harsh environmental conditions and pollution resistance | USD / Upon Request | Upon request |  |  | Upon request | Available from stock / order (2-4 weeks) | Switchgear Front Compartment | IEC 62271-200 Internal Arc Classified (IAC) | Page 45

## Notes
How to use
Discount | Column N (Lucy Electric Price List) and Column O (E-Commerce) are formatted as percentages (e.g. 20%). Net Price calculates automatically via formula =IF(ISNUMBER(Price), Price*(1-Discount), Price).
Price | List price in USD ($) or GBP / Upon Request as per Lucy Electric technical documentation. 'Upon request' denotes engineered-to-order switchgear configurations quoted upon customer specification.
Ratings 1-5 | Primary price and technical driving ratings structured as 'Header: value' (e.g. Voltage: 12kV, Current: 630A, Withstand: 21kA 3s, Extensibility: Non-Extensible, Ingress: IP41/IP54).
Key word | Model type reference, functional code combination (e.g. LLF, LLV, RSTI-5810, Capdis S2+, WEGA 1.2C) distinguishing each product model.
Accessories | Denotes whether the item is a primary switchgear assembly, plug-in protection relay, fault indicator, bushing connector, motor actuator, or enclosure accessory.
Stocked / Availability | 'Configured to Order' for complete RMUs/AMUs; 'Standard Stock' for standard cable boots, separable connectors, EFIs, and replacement fuses.
Product Range / Series | Lucy Electric Aegis Plus ring main units & air metering units, along with certified sub-assemblies (TE Raychem, Horstmann, Kries, SupaRule, Woodward, Fanox, Ashida).
Other Ratings / Specs | Comprehensive physical, electrical, and mechanical parameters: short-circuit withstand, impulse withstand, dimensions, cable size capacity, gas pressure, and IAC arc classification.
Price List Page | Direct page cross-reference to the official Lucy Electric Aegis Plus publication (LEAEGP0121) for rapid verification.
Standard Compliance | IEC 62271-100 (Circuit breakers), IEC 62271-102 (Disconnectors/Earth), IEC 62271-103 (Switches), IEC 62271-105 (Switch-fuse), IEC 62271-200 (Switchgear), IEC 62271-206 (VPIS), IEC 61243-5 (VDS), IEC 60255 (Relays), ENA TS 41-36 / 12-6.
Global Offices | Lucy Electric UK (Thame), Middle East (Dubai), Saudi Arabia (Dammam), South Africa (Honeydew), India (Ambad Nasik), Malaysia (Kuala Lumpur), Brazil (Araucaria), Thailand (Bangkok).

## Summary
Category | No. of items
Ring Main Unit (RMU)
Extensible RMU Modules
Air Metering Unit (AMU)
Instrument Transformers (CT/VT)
Smart Grid RTU & Automation
Circuit Breaker Protection (TLF)
Protection Relays
Earth Fault Indicators (EFI)
Voltage Detection & Presence (VDS/VPIS)
Cable Bushings & Connectors
Cable Bushing Boots
Surge Arresters
Actuators & Shunt Trips
Enclosure & Venting Accessories
Total Items