## Schneider Automation Price List
Schneider Electric Industrial Automation Products Price List - effective 01 April 2026
Prices in INR (Rs.) as printed in the Schneider Electric list (L.P./M.R.P.). Enter Discount as % (e.g. 35%); Net Price = Price x (1 - Discount).
Sr. No. | Manufacturer | Category | Description | Key word | Rating 1 | Rating 2 | Rating 3 | Rating 4 | Rating 5 | Accessories | Stocked or Not stocked | Part code | Discount | Price | Net Price | Product Range / Series | Other Ratings / Specs | Suitable for (Accessories) | Std Pack | Remarks | Price List Page
1 | Schneider Electric | Power Supplies (Phaseo) | ABL2_K Power Supply, DC24V output, 35W | Phaseo Easy ABL2 35W | Input: 100-240V AC 1-Ph | Output: 24V | Current: 1.5A | Power: 35W | Mounting: Panel Mount | Power Supply | Stocked | ABL2REM24015K |  | 3061 |  | Phaseo ABL2 | Output stability +/-1%; MTBF >600k hours; Diagnostic LED; Input 100-240V AC | - | 1 | Compact panel mount | 5
2 | Schneider Electric | Power Supplies (Phaseo) | ABL2_K Power Supply, DC24V output, 50W | Phaseo Easy ABL2 50W | Input: 100-240V AC 1-Ph | Output: 24V | Current: 2A | Power: 50W | Mounting: Panel Mount | Power Supply | Stocked | ABL2REM24020K |  | 3393 |  | Phaseo ABL2 | Output stability +/-1%; MTBF >600k hours; Diagnostic LED; Input 100-240V AC | - | 1 | Compact panel mount | 5
3 | Schneider Electric | Power Supplies (Phaseo) | ABL2_K Power Supply, DC24V output, 100W | Phaseo Easy ABL2 100W | Input: 100-240V AC 1-Ph | Output: 24V | Current: 4.5A | Power: 100W | Mounting: Panel Mount | Power Supply | Stocked | ABL2REM24045K |  | 5024 |  | Phaseo ABL2 | Output stability +/-1%; MTBF >600k hours; Diagnostic LED; Input 100-240V AC | - | 1 | Compact panel mount | 5
4 | Schneider Electric | Power Supplies (Phaseo) | ABL2_K Power Supply, DC24V output, 150W | Phaseo Easy ABL2 150W | Input: 100-240V AC 1-Ph | Output: 24V | Current: 6.5A | Power: 150W | Mounting: Panel Mount | Power Supply | Stocked | ABL2REM24065K |  | 6061 |  | Phaseo ABL2 | Output stability +/-1%; MTBF >600k hours; Diagnostic LED; Input 100-240V AC | - | 1 | Compact panel mount | 5
5 | Schneider Electric | Power Supplies (Phaseo) | ABL2_K Power Supply, DC24V output, 200W | Phaseo Easy ABL2 200W | Input: 100-240V AC 1-Ph | Output: 24V | Current: 8.5A | Power: 200W | Mounting: Panel Mount | Power Supply | Stocked | ABL2REM24085K |  | 8038 |  | Phaseo ABL2 | Output stability +/-1%; MTBF >600k hours; Diagnostic LED; Input 100-240V AC | - | 1 | Compact panel mount | 5
6 | Schneider Electric | Power Supplies (Phaseo) | ABL2_K Power Supply, DC24V output, 250W | Phaseo Easy ABL2 250W | Input: 100-240V AC 1-Ph | Output: 24V | Current: 10A | Power: 250W | Mounting: Panel Mount | Power Supply | Stocked | ABL2REM24100K |  | 9194 |  | Phaseo ABL2 | Output stability +/-1%; MTBF >600k hours; Diagnostic LED; Input 100-240V AC | - | 1 | Compact panel mount | 5
7 | Schneider Electric | Power Supplies (Phaseo) | ABL2_K Power Supply, DC24V output, 350W | Phaseo Easy ABL2 350W | Input: 100-240V AC 1-Ph | Output: 24V | Current: 15A | Power: 350W | Mounting: Panel Mount | Power Supply | Stocked | ABL2REM24150K |  | 14992 |  | Phaseo ABL2 | Output stability +/-1%; MTBF >600k hours; Diagnostic LED; Input 100-240V AC | - | 1 | Compact panel mount | 5
8 | Schneider Electric | Power Supplies (Phaseo) | Univ. Power Supply 1P 24V 3A, 72W | Phaseo ABL8 72W | Input: 100-120V / 200-500V AC | Output: 24V | Current: 3A | Power: 72W | Mounting: DIN Rail | Power Supply | Stocked | ABL8RPS24030 |  | 21487 |  | Phaseo ABL8 | 1 or 2 phase input; Auto/manual reset; 2 diagnosis LEDs; Diagnosis relay output | - | 1 | High reliability industrial | 5
9 | Schneider Electric | Power Supplies (Phaseo) | Univ. Power Supply 1P 24V 5A, 120W | Phaseo ABL8 120W | Input: 100-120V / 200-500V AC | Output: 24V | Current: 5A | Power: 120W | Mounting: DIN Rail | Power Supply | Stocked | ABL8RPS24050 |  | 27778 |  | Phaseo ABL8 | 1 or 2 phase input; Auto/manual reset; 2 diagnosis LEDs; Diagnosis relay output | - | 1 | High reliability industrial | 5
10 | Schneider Electric | Power Supplies (Phaseo) | Univ. Power Supply 1P 24V 10A, 240W | Phaseo ABL8 240W | Input: 100-120V / 200-500V AC | Output: 24V | Current: 10A | Power: 240W | Mounting: DIN Rail | Power Supply | Stocked | ABL8RPS24100 |  | 31734 |  | Phaseo ABL8 | 1 or 2 phase input; Auto/manual reset; 2 diagnosis LEDs; Diagnosis relay output | - | 1 | High reliability industrial | 5
11 | Schneider Electric | Power Supplies (Phaseo) | Univ. Power Supply 1P 24V 20A, 480W | Phaseo ABL8 480W | Input: 100-120V / 200-500V AC | Output: 24V | Current: 20A | Power: 480W | Mounting: DIN Rail | Power Supply | Stocked | ABL8RPM24200 |  | 47764 |  | Phaseo ABL8 | 1 or 2 phase input; Auto/manual reset; 2 diagnosis LEDs; Diagnosis relay output | - | 1 | High reliability industrial | 5
12 | Schneider Electric | Power Supplies (Phaseo) | POWER SUPPLY 12V 6.2A 1PH OPTIMIZED | Phaseo ABLS 75W | Input: 100-240V AC 1-Ph | Output: 12V | Current: 6.2A | Power: 75W | Operating Temp: Up to 70 deg C | Power Supply | Stocked | ABLS1A12062 |  | 10652 |  | Phaseo ABLS | Conformal coating; 6 output terminals; High output stability; Operating up to +70 deg C | - | 1 | Optimised compact design | 6
13 | Schneider Electric | Power Supplies (Phaseo) | POWER SUPPLY 12V 10A 1PH OPTIMIZED | Phaseo ABLS 120W | Input: 100-240V AC 1-Ph | Output: 12V | Current: 10A | Power: 120W | Operating Temp: Up to 70 deg C | Power Supply | Stocked | ABLS1A12100 |  | 16024 |  | Phaseo ABLS | Conformal coating; 6 output terminals; High output stability; Operating up to +70 deg C | - | 1 | Optimised compact design | 6
14 | Schneider Electric | Power Supplies (Phaseo) | POWER SUPPLY 24V 2.1A 1PH OPTIMIZED | Phaseo ABLS 50W | Input: 100-240V AC 1-Ph | Output: 24V | Current: 2.1A | Power: 50W | Operating Temp: Up to 70 deg C | Power Supply | Stocked | ABLS1A24021 |  | 9939 |  | Phaseo ABLS | Conformal coating; 6 output terminals; High output stability; Operating up to +70 deg C | - | 1 | Optimised compact design | 6
15 | Schneider Electric | Power Supplies (Phaseo) | POWER SUPPLY 24V 3.1A 1PH OPTIMIZED | Phaseo ABLS 75W | Input: 100-240V AC 1-Ph | Output: 24V | Current: 3.1A | Power: 75W | Operating Temp: Up to 70 deg C | Power Supply | Stocked | ABLS1A24031 |  | 10227 |  | Phaseo ABLS | Conformal coating; 6 output terminals; High output stability; Operating up to +70 deg C | - | 1 | Optimised compact design | 6
16 | Schneider Electric | Power Supplies (Phaseo) | POWER SUPPLY 24V 3.8A 1PH OPTIMIZED | Phaseo ABLS 90W | Input: 100-240V AC 1-Ph | Output: 24V | Current: 3.8A | Power: 90W | Operating Temp: Up to 70 deg C | Power Supply | Stocked | ABLS1A24038 |  | 16546 |  | Phaseo ABLS | Conformal coating; 6 output terminals; High output stability; Operating up to +70 deg C | - | 1 | Optimised compact design | 6
17 | Schneider Electric | Power Supplies (Phaseo) | POWER SUPPLY 24V 5A 1PH OPTIMIZED | Phaseo ABLS 120W | Input: 100-240V AC 1-Ph | Output: 24V | Current: 5A | Power: 120W | Operating Temp: Up to 70 deg C | Power Supply | Stocked | ABLS1A24050 |  | 15109 |  | Phaseo ABLS | Conformal coating; 6 output terminals; High output stability; Operating up to +70 deg C | - | 1 | Optimised compact design | 6
18 | Schneider Electric | Power Supplies (Phaseo) | POWER SUPPLY 24V 10A 1PH OPTIMIZED | Phaseo ABLS 240W | Input: 100-240V AC 1-Ph | Output: 24V | Current: 10A | Power: 240W | Operating Temp: Up to 70 deg C | Power Supply | Stocked | ABLS1A24100 |  | 22128 |  | Phaseo ABLS | Conformal coating; 6 output terminals; High output stability; Operating up to +70 deg C | - | 1 | Optimised compact design | 6
19 | Schneider Electric | Power Supplies (Phaseo) | POWER SUPPLY 24V 20A 1PH OPTIMIZED | Phaseo ABLS 480W | Input: 100-240V AC 1-Ph | Output: 24V | Current: 20A | Power: 480W | Operating Temp: Up to 70 deg C | Power Supply | Stocked | ABLS1A24200 |  | 39983 |  | Phaseo ABLS | Conformal coating; 6 output terminals; High output stability; Operating up to +70 deg C | - | 1 | Optimised compact design | 6
20 | Schneider Electric | Power Supplies (Phaseo) | POWER SUPPLY 48V 2.5A 1PH OPTIMIZED | Phaseo ABLS 120W | Input: 100-240V AC 1-Ph | Output: 48V | Current: 2.5A | Power: 120W | Operating Temp: Up to 70 deg C | Power Supply | Stocked | ABLS1A48025 |  | 16024 |  | Phaseo ABLS | Conformal coating; 6 output terminals; High output stability; Operating up to +70 deg C | - | 1 | Optimised compact design | 6
21 | Schneider Electric | Power Supplies (Phaseo) | POWER SUPPLY 48V 5A 1PH OPTIMIZED | Phaseo ABLS 240W | Input: 100-240V AC 1-Ph | Output: 48V | Current: 5A | Power: 240W | Operating Temp: Up to 70 deg C | Power Supply | Stocked | ABLS1A48050 |  | 16766 |  | Phaseo ABLS | Conformal coating; 6 output terminals; High output stability; Operating up to +70 deg C | - | 1 | Optimised compact design | 6
22 | Schneider Electric | Power Supplies (Phaseo) | POWER SUPPLY 48V 10A 1PH OPTIMIZED | Phaseo ABLS 480W | Input: 100-240V AC 1-Ph | Output: 48V | Current: 10A | Power: 480W | Operating Temp: Up to 70 deg C | Power Supply | Stocked | ABLS1A48100 |  | 29339 |  | Phaseo ABLS | Conformal coating; 6 output terminals; High output stability; Operating up to +70 deg C | - | 1 | Optimised compact design | 6
23 | Schneider Electric | Power Supplies (Phaseo) | POWER SUPPLY 24V 5A 3PH UNIVERSAL | Phaseo ABLU 3Ph 120W | Input: 380-500V AC 3-Ph | Output: 24V | Current: 5A | Power: 120W | Power Reserve: 150% | Power Supply | Stocked | ABLU3A24050 |  | 17526 |  | Phaseo ABLU | 3-phase 380-500V AC; Conformal coating; 150% peak power reserve; Manual/Auto reset | - | 1 | Universal heavy industrial | 6
24 | Schneider Electric | Power Supplies (Phaseo) | POWER SUPPLY 24V 10A 3PH UNIVERSAL | Phaseo ABLU 3Ph 240W | Input: 380-500V AC 3-Ph | Output: 24V | Current: 10A | Power: 240W | Power Reserve: 150% | Power Supply | Stocked | ABLU3A24100 |  | 26289 |  | Phaseo ABLU | 3-phase 380-500V AC; Conformal coating; 150% peak power reserve; Manual/Auto reset | - | 1 | Universal heavy industrial | 6
25 | Schneider Electric | Power Supplies (Phaseo) | POWER SUPPLY 24V 20A 3PH UNIVERSAL | Phaseo ABLU 3Ph 480W | Input: 380-500V AC 3-Ph | Output: 24V | Current: 20A | Power: 480W | Power Reserve: 150% | Power Supply | Stocked | ABLU3A24200 |  | 38282 |  | Phaseo ABLU | 3-phase 380-500V AC; Conformal coating; 150% peak power reserve; Manual/Auto reset | - | 1 | Universal heavy industrial | 6
26 | Schneider Electric | Power Supplies (Phaseo) | POWER SUPPLY 24V 40A 3PH UNIVERSAL | Phaseo ABLU 3Ph 960W | Input: 380-500V AC 3-Ph | Output: 24V | Current: 40A | Power: 960W | Power Reserve: 150% | Power Supply | Stocked | ABLU3A24400 |  | 65092 |  | Phaseo ABLU | 3-phase 380-500V AC; Conformal coating; 150% peak power reserve; Manual/Auto reset | - | 1 | Universal heavy industrial | 6
27 | Schneider Electric | Power Supplies (Phaseo) | POWER SUPPLY 48V 10A 3PH UNIVERSAL | Phaseo ABLU 3Ph 480W | Input: 380-500V AC 3-Ph | Output: 48V | Current: 10A | Power: 480W | Power Reserve: 150% | Power Supply | Stocked | ABLU3A48100 |  | 42876 |  | Phaseo ABLU | 3-phase 380-500V AC; Conformal coating; 150% peak power reserve; Manual/Auto reset | - | 1 | Universal heavy industrial | 6
28 | Schneider Electric | Power Supplies (Phaseo) | POWER SUPPLY 48V 20A 3PH UNIVERSAL | Phaseo ABLU 3Ph 960W | Input: 380-500V AC 3-Ph | Output: 48V | Current: 20A | Power: 960W | Power Reserve: 150% | Power Supply | Stocked | ABLU3A48200 |  | 67801 |  | Phaseo ABLU | 3-phase 380-500V AC; Conformal coating; 150% peak power reserve; Manual/Auto reset | - | 1 | Universal heavy industrial | 6
29 | Schneider Electric | Smart Relays (Harmony Zelio) | Zelio Logic module - 10 I/O, RLY - w/o clock - with display | Zelio Logic SR2A101BD | Supply: 24V DC | I/O: 10 I/O | Output: Relay Output | Features: With Display | Mounting: DIN Rail / Panel | Smart Relay | Stocked | SR2A101BD |  | 22065 |  | Harmony Zelio Logic | Programmable smart relay; Ladder / FBD programming via Zelio Soft 2; EEPROM memory backup | - | 1 | Compact & modular smart relay | 7
30 | Schneider Electric | Smart Relays (Harmony Zelio) | Zelio Logic module - 20 I/O, RLY - w/o clock - with display | Zelio Logic SR2A201BD | Supply: 24V DC | I/O: 20 I/O | Output: Relay Output | Features: With Display | Mounting: DIN Rail / Panel | Smart Relay | Stocked | SR2A201BD |  | 36019 |  | Harmony Zelio Logic | Programmable smart relay; Ladder / FBD programming via Zelio Soft 2; EEPROM memory backup | - | 1 | Compact & modular smart relay | 7
31 | Schneider Electric | Smart Relays (Harmony Zelio) | Zelio Logic module - 12 I/O, TRN - with clock - with display | Zelio Logic SR2B121BD | Supply: 24V DC | I/O: 12 I/O | Output: Transistor Output | Features: With Clock & Display | Mounting: DIN Rail / Panel | Smart Relay | Stocked | SR2B121BD |  | 20179 |  | Harmony Zelio Logic | Programmable smart relay; Ladder / FBD programming via Zelio Soft 2; EEPROM memory backup | - | 1 | Compact & modular smart relay | 7
32 | Schneider Electric | Smart Relays (Harmony Zelio) | Zelio Logic module - 12 I/O, TRN - with clock - with display | Zelio Logic SR2B122BD | Supply: 24V DC | I/O: 12 I/O | Output: Transistor Output | Features: With Clock & Display | Mounting: DIN Rail / Panel | Smart Relay | Stocked | SR2B122BD |  | 30267 |  | Harmony Zelio Logic | Programmable smart relay; Ladder / FBD programming via Zelio Soft 2; EEPROM memory backup | - | 1 | Compact & modular smart relay | 7
33 | Schneider Electric | Smart Relays (Harmony Zelio) | Zelio Logic module - 20 I/O, RLY - with clock - with display | Zelio Logic SR2B201BD | Supply: 24V DC | I/O: 20 I/O | Output: Relay Output | Features: With Clock & Display | Mounting: DIN Rail / Panel | Smart Relay | Stocked | SR2B201BD |  | 40072 |  | Harmony Zelio Logic | Programmable smart relay; Ladder / FBD programming via Zelio Soft 2; EEPROM memory backup | - | 1 | Compact & modular smart relay | 7
34 | Schneider Electric | Smart Relays (Harmony Zelio) | Zelio Logic module - 20 I/O, RLY - with clock - with display | Zelio Logic SR2B202BD | Supply: 24V DC | I/O: 20 I/O | Output: Relay Output | Features: With Clock & Display | Mounting: DIN Rail / Panel | Smart Relay | Stocked | SR2B202BD |  | 41677 |  | Harmony Zelio Logic | Programmable smart relay; Ladder / FBD programming via Zelio Soft 2; EEPROM memory backup | - | 1 | Compact & modular smart relay | 7
35 | Schneider Electric | Smart Relays (Harmony Zelio) | Zelio Logic module - 10 I/O, RLY - w/o clock - w/o display | Zelio Logic SR2D101BD | Supply: 24V DC | I/O: 10 I/O | Output: Relay Output | Features: No Display | Mounting: DIN Rail / Panel | Smart Relay | Stocked | SR2D101BD |  | 16114 |  | Harmony Zelio Logic | Programmable smart relay; Ladder / FBD programming via Zelio Soft 2; EEPROM memory backup | - | 1 | Compact & modular smart relay | 7
36 | Schneider Electric | Smart Relays (Harmony Zelio) | Zelio Logic module - 20 I/O, RLY - w/o clock - w/o display | Zelio Logic SR2D201BD | Supply: 24V DC | I/O: 20 I/O | Output: Relay Output | Features: No Display | Mounting: DIN Rail / Panel | Smart Relay | Stocked | SR2D201BD |  | 32342 |  | Harmony Zelio Logic | Programmable smart relay; Ladder / FBD programming via Zelio Soft 2; EEPROM memory backup | - | 1 | Compact & modular smart relay | 7
37 | Schneider Electric | Smart Relays (Harmony Zelio) | Zelio Logic module - 12 I/O, RLY - with clock - w/o display | Zelio Logic SR2E121BD | Supply: 24V DC | I/O: 12 I/O | Output: Relay Output | Features: No Display | Mounting: DIN Rail / Panel | Smart Relay | Stocked | SR2E121BD |  | 20744 |  | Harmony Zelio Logic | Programmable smart relay; Ladder / FBD programming via Zelio Soft 2; EEPROM memory backup | - | 1 | Compact & modular smart relay | 7
38 | Schneider Electric | Smart Relays (Harmony Zelio) | Zelio Logic module - 20 I/O, RLY - with clock - w/o display | Zelio Logic SR2E201BD | Supply: 24V DC | I/O: 20 I/O | Output: Relay Output | Features: No Display | Mounting: DIN Rail / Panel | Smart Relay | Stocked | SR2E201BD |  | 37565 |  | Harmony Zelio Logic | Programmable smart relay; Ladder / FBD programming via Zelio Soft 2; EEPROM memory backup | - | 1 | Compact & modular smart relay | 7
39 | Schneider Electric | Smart Relays (Harmony Zelio) | Zelio Logic module - 10 I/O, RLY - with clock - with display | Zelio Logic SR3B101BD | Supply: 24V DC | I/O: 10 I/O | Output: Relay Output | Features: Modular With Clock | Mounting: DIN Rail / Panel | Smart Relay | Stocked | SR3B101BD |  | 24328 |  | Harmony Zelio Logic | Programmable smart relay; Ladder / FBD programming via Zelio Soft 2; EEPROM memory backup | - | 1 | Compact & modular smart relay | 7
40 | Schneider Electric | Smart Relays (Harmony Zelio) | Zelio Logic module - 10 I/O, TRN - with clock - with display | Zelio Logic SR3B102BD | Supply: 24V DC | I/O: 10 I/O | Output: Transistor Output | Features: Modular With Clock | Mounting: DIN Rail / Panel | Smart Relay | Stocked | SR3B102BD |  | 22441 |  | Harmony Zelio Logic | Programmable smart relay; Ladder / FBD programming via Zelio Soft 2; EEPROM memory backup | - | 1 | Compact & modular smart relay | 7
41 | Schneider Electric | Smart Relays (Harmony Zelio) | Zelio Logic module - 26 I/O, RLY - with clock - with display | Zelio Logic SR3B261BD | Supply: 24V DC | I/O: 26 I/O | Output: Relay Output | Features: Modular With Clock | Mounting: DIN Rail / Panel | Smart Relay | Stocked | SR3B261BD |  | 50536 |  | Harmony Zelio Logic | Programmable smart relay; Ladder / FBD programming via Zelio Soft 2; EEPROM memory backup | - | 1 | Compact & modular smart relay | 7
42 | Schneider Electric | Smart Relays (Harmony Zelio) | Zelio Logic module - 26 I/O, TRN - with clock - with display | Zelio Logic SR3B262BD | Supply: 24V DC | I/O: 26 I/O | Output: Transistor Output | Features: Modular With Clock | Mounting: DIN Rail / Panel | Smart Relay | Stocked | SR3B262BD |  | 50633 |  | Harmony Zelio Logic | Programmable smart relay; Ladder / FBD programming via Zelio Soft 2; EEPROM memory backup | - | 1 | Compact & modular smart relay | 7
43 | Schneider Electric | Smart Relays (Harmony Zelio) | Zelio Logic module - 10 I/O, RLY - w/o clock - with display | Zelio Logic SR2A101FU | Supply: 100-240V AC | I/O: 10 I/O | Output: Relay Output | Features: With Display | Mounting: DIN Rail / Panel | Smart Relay | Stocked | SR2A101FU |  | 24987 |  | Harmony Zelio Logic | Programmable smart relay; Ladder / FBD programming via Zelio Soft 2; EEPROM memory backup | - | 1 | Compact & modular smart relay | 7
44 | Schneider Electric | Smart Relays (Harmony Zelio) | Zelio Logic module - 20 I/O, RLY - w/o clock - with display | Zelio Logic SR2A201FU | Supply: 100-240V AC | I/O: 20 I/O | Output: Relay Output | Features: With Display | Mounting: DIN Rail / Panel | Smart Relay | Stocked | SR2A201FU |  | 37056 |  | Harmony Zelio Logic | Programmable smart relay; Ladder / FBD programming via Zelio Soft 2; EEPROM memory backup | - | 1 | Compact & modular smart relay | 7
45 | Schneider Electric | Smart Relays (Harmony Zelio) | Zelio Logic module - 12 I/O, RLY - with clock - with display | Zelio Logic SR2B121FU | Supply: 100-240V AC | I/O: 12 I/O | Output: Relay Output | Features: With Clock & Display | Mounting: DIN Rail / Panel | Smart Relay | Stocked | SR2B121FU |  | 24798 |  | Harmony Zelio Logic | Programmable smart relay; Ladder / FBD programming via Zelio Soft 2; EEPROM memory backup | - | 1 | Compact & modular smart relay | 7
46 | Schneider Electric | Smart Relays (Harmony Zelio) | Zelio Logic module - 20 I/O, RLY - with clock - with display | Zelio Logic SR2B201FU | Supply: 100-240V AC | I/O: 20 I/O | Output: Relay Output | Features: With Clock & Display | Mounting: DIN Rail / Panel | Smart Relay | Stocked | SR2B201FU |  | 41206 |  | Harmony Zelio Logic | Programmable smart relay; Ladder / FBD programming via Zelio Soft 2; EEPROM memory backup | - | 1 | Compact & modular smart relay | 7
47 | Schneider Electric | Smart Relays (Harmony Zelio) | Zelio Logic module - 10 I/O, RLY - w/o clock - w/o display | Zelio Logic SR2D101FU | Supply: 100-240V AC | I/O: 10 I/O | Output: Relay Output | Features: No Display | Mounting: DIN Rail / Panel | Smart Relay | Stocked | SR2D101FU |  | 17249 |  | Harmony Zelio Logic | Programmable smart relay; Ladder / FBD programming via Zelio Soft 2; EEPROM memory backup | - | 1 | Compact & modular smart relay | 7
48 | Schneider Electric | Smart Relays (Harmony Zelio) | Zelio Logic module - 20 I/O, RLY - w/o clock - w/o display | Zelio Logic SR2D201FU | Supply: 100-240V AC | I/O: 20 I/O | Output: Relay Output | Features: No Display | Mounting: DIN Rail / Panel | Smart Relay | Stocked | SR2D201FU |  | 36572 |  | Harmony Zelio Logic | Programmable smart relay; Ladder / FBD programming via Zelio Soft 2; EEPROM memory backup | - | 1 | Compact & modular smart relay | 7
49 | Schneider Electric | Smart Relays (Harmony Zelio) | Zelio Logic module - 12 I/O, RLY - with clock - w/o display | Zelio Logic SR2E121FU | Supply: 100-240V AC | I/O: 12 I/O | Output: Relay Output | Features: No Display | Mounting: DIN Rail / Panel | Smart Relay | Stocked | SR2E121FU |  | 21854 |  | Harmony Zelio Logic | Programmable smart relay; Ladder / FBD programming via Zelio Soft 2; EEPROM memory backup | - | 1 | Compact & modular smart relay | 7
50 | Schneider Electric | Smart Relays (Harmony Zelio) | Zelio Logic module - 20 I/O, RLY - with clock - w/o display | Zelio Logic SR2E201FU | Supply: 100-240V AC | I/O: 20 I/O | Output: Relay Output | Features: No Display | Mounting: DIN Rail / Panel | Smart Relay | Stocked | SR2E201FU |  | 43285 |  | Harmony Zelio Logic | Programmable smart relay; Ladder / FBD programming via Zelio Soft 2; EEPROM memory backup | - | 1 | Compact & modular smart relay | 7
51 | Schneider Electric | Smart Relays (Harmony Zelio) | Zelio Logic module - 10 I/O, RLY - with clock - with display | Zelio Logic SR3B101FU | Supply: 100-240V AC | I/O: 10 I/O | Output: Relay Output | Features: Modular With Clock | Mounting: DIN Rail / Panel | Smart Relay | Stocked | SR3B101FU |  | 26187 |  | Harmony Zelio Logic | Programmable smart relay; Ladder / FBD programming via Zelio Soft 2; EEPROM memory backup | - | 1 | Compact & modular smart relay | 7
52 | Schneider Electric | Smart Relays (Harmony Zelio) | Zelio Logic module - 26 I/O, RLY - with clock - with display | Zelio Logic SR3B261FU | Supply: 100-240V AC | I/O: 26 I/O | Output: Relay Output | Features: Modular With Clock | Mounting: DIN Rail / Panel | Smart Relay | Stocked | SR3B261FU |  | 52234 |  | Harmony Zelio Logic | Programmable smart relay; Ladder / FBD programming via Zelio Soft 2; EEPROM memory backup | - | 1 | Compact & modular smart relay | 7
53 | Schneider Electric | Smart Relays (Harmony Zelio) | Zelio Logic module - 12 I/O - with clock - with display | Zelio Logic SR2B121JD | Supply: 12V DC | I/O: 12 I/O | Output: Relay Output | Features: With Clock & Display | Mounting: DIN Rail / Panel | Smart Relay | Stocked | SR2B121JD |  | 25932 |  | Harmony Zelio Logic | Programmable smart relay; Ladder / FBD programming via Zelio Soft 2; EEPROM memory backup | - | 1 | Compact & modular smart relay | 7
54 | Schneider Electric | Smart Relays (Harmony Zelio) | Zelio Logic module - 20 I/O - with clock - with display | Zelio Logic SR2B201JD | Supply: 12V DC | I/O: 20 I/O | Output: Relay Output | Features: With Clock & Display | Mounting: DIN Rail / Panel | Smart Relay | Stocked | SR2B201JD |  | 31602 |  | Harmony Zelio Logic | Programmable smart relay; Ladder / FBD programming via Zelio Soft 2; EEPROM memory backup | - | 1 | Compact & modular smart relay | 7
55 | Schneider Electric | Smart Relays (Harmony Zelio) | Zelio Logic module - 12 I/O - with clock - with display | Zelio Logic SR2B121B | Supply: 24V AC | I/O: 12 I/O | Output: Relay Output | Features: With Clock & Display | Mounting: DIN Rail / Panel | Smart Relay | Stocked | SR2B121B |  | 25932 |  | Harmony Zelio Logic | Programmable smart relay; Ladder / FBD programming via Zelio Soft 2; EEPROM memory backup | - | 1 | Compact & modular smart relay | 7
56 | Schneider Electric | Smart Relays (Harmony Zelio) | Zelio Logic module - 20 I/O - with clock - with display | Zelio Logic SR2B201B | Supply: 24V AC | I/O: 20 I/O | Output: Relay Output | Features: With Clock & Display | Mounting: DIN Rail / Panel | Smart Relay | Stocked | SR2B201B |  | 47498 |  | Harmony Zelio Logic | Programmable smart relay; Ladder / FBD programming via Zelio Soft 2; EEPROM memory backup | - | 1 | Compact & modular smart relay | 7
57 | Schneider Electric | Smart Relays (Harmony Zelio) | Zelio Logic module - 20 I/O - with clock - w/o display | Zelio Logic SR2E201B | Supply: 24V AC | I/O: 20 I/O | Output: Relay Output | Features: No Display | Mounting: DIN Rail / Panel | Smart Relay | Stocked | SR2E201B |  | 37748 |  | Harmony Zelio Logic | Programmable smart relay; Ladder / FBD programming via Zelio Soft 2; EEPROM memory backup | - | 1 | Compact & modular smart relay | 7
58 | Schneider Electric | Smart Relays (Harmony Zelio) | Zelio Logic module - 10 I/O - with clock - with display | Zelio Logic SR3B101B | Supply: 24V AC | I/O: 10 I/O | Output: Relay Output | Features: Modular With Clock | Mounting: DIN Rail / Panel | Smart Relay | Stocked | SR3B101B |  | 27779 |  | Harmony Zelio Logic | Programmable smart relay; Ladder / FBD programming via Zelio Soft 2; EEPROM memory backup | - | 1 | Compact & modular smart relay | 7
59 | Schneider Electric | Smart Relays (Harmony Zelio) | Zelio Logic module - 24 I/O - with clock - with display | Zelio Logic SR3B261B | Supply: 24V AC | I/O: 24 I/O | Output: Relay Output | Features: Modular With Clock | Mounting: DIN Rail / Panel | Smart Relay | Stocked | SR3B261B |  | 55158 |  | Harmony Zelio Logic | Programmable smart relay; Ladder / FBD programming via Zelio Soft 2; EEPROM memory backup | - | 1 | Compact & modular smart relay | 7
60 | Schneider Electric | Smart Relays (Harmony Zelio) | Discrete I/O extension module - 6 I/O (4DI, 2DO) - 24 V DC | Zelio Acc SR3XT61BD | Type: 24V DC | Spec: 6 I/O (4DI, 2DO) | Series: SR3 / SR2 | - | - | Accessory / Extension | Stocked | SR3XT61BD |  | 9937 |  | Harmony Zelio | Discrete I/O extension module - 6 I/O (4DI, 2DO) - 24 V DC | Zelio Logic Modular Relays (SR3B) | 1 | Plugs onto side of SR3B module | 8
61 | Schneider Electric | Smart Relays (Harmony Zelio) | Discrete I/O extension module - 6 I/O (4DI, 2DO) - 100-240V AC | Zelio Acc SR3XT61FU | Type: 100-240V AC | Spec: 6 I/O (4DI, 2DO) | Series: SR3 / SR2 | - | - | Accessory / Extension | Stocked | SR3XT61FU |  | 9801 |  | Harmony Zelio | Discrete I/O extension module - 6 I/O (4DI, 2DO) - 100-240V AC | Zelio Logic Modular Relays (SR3B) | 1 | Plugs onto side of SR3B module | 8
62 | Schneider Electric | Smart Relays (Harmony Zelio) | Discrete I/O extension module - 10 I/O (6DI, 4DO) - 24 V DC | Zelio Acc SR3XT101BD | Type: 24V DC | Spec: 10 I/O (6DI, 4DO) | Series: SR3 / SR2 | - | - | Accessory / Extension | Stocked | SR3XT101BD |  | 10684 |  | Harmony Zelio | Discrete I/O extension module - 10 I/O (6DI, 4DO) - 24 V DC | Zelio Logic Modular Relays (SR3B) | 1 | Plugs onto side of SR3B module | 8
63 | Schneider Electric | Smart Relays (Harmony Zelio) | Discrete I/O extension module - 10 I/O (6DI, 4DO) - 100-240V AC | Zelio Acc SR3XT101FU | Type: 100-240V AC | Spec: 10 I/O (6DI, 4DO) | Series: SR3 / SR2 | - | - | Accessory / Extension | Stocked | SR3XT101FU |  | 12948 |  | Harmony Zelio | Discrete I/O extension module - 10 I/O (6DI, 4DO) - 100-240V AC | Zelio Logic Modular Relays (SR3B) | 1 | Plugs onto side of SR3B module | 8
64 | Schneider Electric | Smart Relays (Harmony Zelio) | Discrete I/O extension module - 14 I/O (8DI, 6DO) - 24 V AC | Zelio Acc SR3XT141B | Type: 24V AC | Spec: 14 I/O (8DI, 6DO) | Series: SR3 / SR2 | - | - | Accessory / Extension | Stocked | SR3XT141B |  | 21537 |  | Harmony Zelio | Discrete I/O extension module - 14 I/O (8DI, 6DO) - 24 V AC | Zelio Logic Modular Relays (SR3B) | 1 | Plugs onto side of SR3B module | 8
65 | Schneider Electric | Smart Relays (Harmony Zelio) | Discrete I/O extension module - 14 I/O (8DI, 6DO) - 24 V DC | Zelio Acc SR3XT141BD | Type: 24V DC | Spec: 14 I/O (8DI, 6DO) | Series: SR3 / SR2 | - | - | Accessory / Extension | Stocked | SR3XT141BD |  | 14738 |  | Harmony Zelio | Discrete I/O extension module - 14 I/O (8DI, 6DO) - 24 V DC | Zelio Logic Modular Relays (SR3B) | 1 | Plugs onto side of SR3B module | 8
66 | Schneider Electric | Smart Relays (Harmony Zelio) | Discrete I/O extension module - 14 I/O (8DI, 6DO) - 100-240V AC | Zelio Acc SR3XT141FU | Type: 100-240V AC | Spec: 14 I/O (8DI, 6DO) | Series: SR3 / SR2 | - | - | Accessory / Extension | Stocked | SR3XT141FU |  | 15661 |  | Harmony Zelio | Discrete I/O extension module - 14 I/O (8DI, 6DO) - 100-240V AC | Zelio Logic Modular Relays (SR3B) | 1 | Plugs onto side of SR3B module | 8
67 | Schneider Electric | Smart Relays (Harmony Zelio) | Analogue I/O extension module - 2 AI / 2 AO - 24 V DC | Zelio Acc SR3XT43BD | Type: 24V DC | Spec: 4 I/O (2AI, 2AO) | Series: SR3 / SR2 | - | - | Accessory / Extension | Stocked | SR3XT43BD |  | 23607 |  | Harmony Zelio | Analogue I/O extension module - 2 AI / 2 AO - 24 V DC | Zelio Logic Modular Relays (SR3B) | 1 | Plugs onto side of SR3B module | 8
68 | Schneider Electric | Smart Relays (Harmony Zelio) | SUB-D 9-pin PC connecting cable - 3 m | Zelio Acc SR2CBL01 | Type: Cable | Spec: Length: 3m | Series: SR3 / SR2 | - | - | Accessory / Extension | Stocked | SR2CBL01 |  | 16231 |  | Harmony Zelio | SUB-D 9-pin PC connecting cable - 3 m | Zelio Logic Modular Relays (SR3B) | 1 | Plugs onto side of SR3B module | 8
69 | Schneider Electric | Smart Relays (Harmony Zelio) | Communication interface for Zelio Logic | Zelio Acc SR2COM01 | Type: Modem Interface | Spec: GSM/Serial | Series: SR3 / SR2 | - | - | Accessory / Extension | Stocked | SR2COM01 |  | 28302 |  | Harmony Zelio | Communication interface for Zelio Logic | Zelio Logic Modular Relays (SR3B) | 1 | Plugs onto side of SR3B module | 8
70 | Schneider Electric | Smart Relays (Harmony Zelio) | Memory cartridge firmware - for v 3.0 - EEPROM | Zelio Acc SR2MEM02 | Type: Memory | Spec: EEPROM Cartridge | Series: SR3 / SR2 | - | - | Accessory / Extension | Stocked | SR2MEM02 |  | 3974 |  | Harmony Zelio | Memory cartridge firmware - for v 3.0 - EEPROM | Zelio Logic Modular Relays (SR3B) | 1 | Plugs onto side of SR3B module | 8
71 | Schneider Electric | Smart Relays (Harmony Zelio) | USB PC connecting cable - 3 m | Zelio Acc SR2USB01 | Type: Cable | Spec: Length: 3m | Series: SR3 / SR2 | - | - | Accessory / Extension | Stocked | SR2USB01 |  | 20194 |  | Harmony Zelio | USB PC connecting cable - 3 m | Zelio Logic Modular Relays (SR3B) | 1 | Plugs onto side of SR3B module | 8
72 | Schneider Electric | Variable Speed Drives (Altivar) | Altivar 12 Drive 0.18kW 0.25HP 1-Phase 200-240V | Altivar ATV12H018M2 | Supply: 1-Ph 200-240V | Power: 0.18kW / 0.25HP | Current: 1.4A | Control: V/f & Sensorless Vector | Modbus Embedded | AC Variable Speed Drive | Stocked | ATV12H018M2 |  | On Request |  | Altivar ATV12 / ATV310 | Integrated Modbus; 55 deg C without derating; Optimized panel space; Built-in brake chopper | - | 1 | Quote upon application rating | 11
73 | Schneider Electric | Variable Speed Drives (Altivar) | Altivar 12 Drive 0.37kW 0.55HP 1-Phase 200-240V | Altivar ATV12H037M2 | Supply: 1-Ph 200-240V | Power: 0.37kW / 0.55HP | Current: 2.4A | Control: V/f & Sensorless Vector | Modbus Embedded | AC Variable Speed Drive | Stocked | ATV12H037M2 |  | On Request |  | Altivar ATV12 / ATV310 | Integrated Modbus; 55 deg C without derating; Optimized panel space; Built-in brake chopper | - | 1 | Quote upon application rating | 11
74 | Schneider Electric | Variable Speed Drives (Altivar) | Altivar 12 Drive 0.55kW 0.75HP 1-Phase 200-240V | Altivar ATV12H055M2 | Supply: 1-Ph 200-240V | Power: 0.55kW / 0.75HP | Current: 3.5A | Control: V/f & Sensorless Vector | Modbus Embedded | AC Variable Speed Drive | Stocked | ATV12H055M2 |  | On Request |  | Altivar ATV12 / ATV310 | Integrated Modbus; 55 deg C without derating; Optimized panel space; Built-in brake chopper | - | 1 | Quote upon application rating | 11
75 | Schneider Electric | Variable Speed Drives (Altivar) | Altivar 12 Drive 0.75kW 1HP 1-Phase 200-240V | Altivar ATV12H075M2 | Supply: 1-Ph 200-240V | Power: 0.75kW / 1.0HP | Current: 4.2A | Control: V/f & Sensorless Vector | Modbus Embedded | AC Variable Speed Drive | Stocked | ATV12H075M2 |  | On Request |  | Altivar ATV12 / ATV310 | Integrated Modbus; 55 deg C without derating; Optimized panel space; Built-in brake chopper | - | 1 | Quote upon application rating | 11
76 | Schneider Electric | Variable Speed Drives (Altivar) | Altivar 12 Drive 1.5kW 2HP 1-Phase 200-240V | Altivar ATV12HU15M2 | Supply: 1-Ph 200-240V | Power: 1.5kW / 2.0HP | Current: 7.5A | Control: V/f & Sensorless Vector | Modbus Embedded | AC Variable Speed Drive | Stocked | ATV12HU15M2 |  | On Request |  | Altivar ATV12 / ATV310 | Integrated Modbus; 55 deg C without derating; Optimized panel space; Built-in brake chopper | - | 1 | Quote upon application rating | 11
77 | Schneider Electric | Variable Speed Drives (Altivar) | Altivar 12 Drive 2.2kW 3HP 1-Phase 200-240V | Altivar ATV12HU22M2 | Supply: 1-Ph 200-240V | Power: 2.2kW / 3.0HP | Current: 10A | Control: V/f & Sensorless Vector | Modbus Embedded | AC Variable Speed Drive | Stocked | ATV12HU22M2 |  | On Request |  | Altivar ATV12 / ATV310 | Integrated Modbus; 55 deg C without derating; Optimized panel space; Built-in brake chopper | - | 1 | Quote upon application rating | 11
78 | Schneider Electric | Variable Speed Drives (Altivar) | Altivar 12 Drive 0.37kW 0.55HP 3-Phase 200-240V | Altivar ATV12H037M3 | Supply: 3-Ph 200-240V | Power: 0.37kW / 0.55HP | Current: 2.4A | Control: V/f & Sensorless Vector | Modbus Embedded | AC Variable Speed Drive | Stocked | ATV12H037M3 |  | On Request |  | Altivar ATV12 / ATV310 | Integrated Modbus; 55 deg C without derating; Optimized panel space; Built-in brake chopper | - | 1 | Quote upon application rating | 11
79 | Schneider Electric | Variable Speed Drives (Altivar) | Altivar 12 Drive 0.75kW 1HP 3-Phase 200-240V | Altivar ATV12H075M3 | Supply: 3-Ph 200-240V | Power: 0.75kW / 1.0HP | Current: 4.2A | Control: V/f & Sensorless Vector | Modbus Embedded | AC Variable Speed Drive | Stocked | ATV12H075M3 |  | On Request |  | Altivar ATV12 / ATV310 | Integrated Modbus; 55 deg C without derating; Optimized panel space; Built-in brake chopper | - | 1 | Quote upon application rating | 11
80 | Schneider Electric | Variable Speed Drives (Altivar) | Altivar 12 Drive 1.5kW 2HP 3-Phase 200-240V | Altivar ATV12HU15M3 | Supply: 3-Ph 200-240V | Power: 1.5kW / 2.0HP | Current: 7.5A | Control: V/f & Sensorless Vector | Modbus Embedded | AC Variable Speed Drive | Stocked | ATV12HU15M3 |  | On Request |  | Altivar ATV12 / ATV310 | Integrated Modbus; 55 deg C without derating; Optimized panel space; Built-in brake chopper | - | 1 | Quote upon application rating | 11
81 | Schneider Electric | Variable Speed Drives (Altivar) | Altivar 12 Drive 2.2kW 3HP 3-Phase 200-240V | Altivar ATV12HU22M3 | Supply: 3-Ph 200-240V | Power: 2.2kW / 3.0HP | Current: 10A | Control: V/f & Sensorless Vector | Modbus Embedded | AC Variable Speed Drive | Stocked | ATV12HU22M3 |  | On Request |  | Altivar ATV12 / ATV310 | Integrated Modbus; 55 deg C without derating; Optimized panel space; Built-in brake chopper | - | 1 | Quote upon application rating | 11
82 | Schneider Electric | Variable Speed Drives (Altivar) | Altivar 12 Drive 3kW 3-Phase 200-240V | Altivar ATV12HU30M3 | Supply: 3-Ph 200-240V | Power: 3.0kW | Current: 12.2A | Control: V/f & Sensorless Vector | Modbus Embedded | AC Variable Speed Drive | Stocked | ATV12HU30M3 |  | On Request |  | Altivar ATV12 / ATV310 | Integrated Modbus; 55 deg C without derating; Optimized panel space; Built-in brake chopper | - | 1 | Quote upon application rating | 11
83 | Schneider Electric | Variable Speed Drives (Altivar) | Altivar 12 Drive 4kW 5HP 3-Phase 200-240V | Altivar ATV12HU40M3 | Supply: 3-Ph 200-240V | Power: 4.0kW / 5.0HP | Current: 16.7A | Control: V/f & Sensorless Vector | Modbus Embedded | AC Variable Speed Drive | Stocked | ATV12HU40M3 |  | On Request |  | Altivar ATV12 / ATV310 | Integrated Modbus; 55 deg C without derating; Optimized panel space; Built-in brake chopper | - | 1 | Quote upon application rating | 11
84 | Schneider Electric | Variable Speed Drives (Altivar) | Altivar Easy 310 Drive 0.37kW 3-Phase 380-460V | Altivar ATV310H037N4E | Supply: 3-Ph 380-460V | Power: 0.37kW | Current: 1.5A | Control: V/f & Sensorless Vector | Modbus Embedded | AC Variable Speed Drive | Stocked | ATV310H037N4E |  | On Request |  | Altivar ATV12 / ATV310 | Integrated Modbus; 55 deg C without derating; Optimized panel space; Built-in brake chopper | - | 1 | Quote upon application rating | 11
85 | Schneider Electric | Variable Speed Drives (Altivar) | Altivar Easy 310 Drive 0.75kW 3-Phase 380-460V | Altivar ATV310H075N4E | Supply: 3-Ph 380-460V | Power: 0.75kW | Current: 2.3A | Control: V/f & Sensorless Vector | Modbus Embedded | AC Variable Speed Drive | Stocked | ATV310H075N4E |  | On Request |  | Altivar ATV12 / ATV310 | Integrated Modbus; 55 deg C without derating; Optimized panel space; Built-in brake chopper | - | 1 | Quote upon application rating | 11
86 | Schneider Electric | Variable Speed Drives (Altivar) | Altivar Easy 310 Drive 1.5kW 3-Phase 380-460V | Altivar ATV310HU15N4E | Supply: 3-Ph 380-460V | Power: 1.5kW | Current: 4.1A | Control: V/f & Sensorless Vector | Modbus Embedded | AC Variable Speed Drive | Stocked | ATV310HU15N4E |  | On Request |  | Altivar ATV12 / ATV310 | Integrated Modbus; 55 deg C without derating; Optimized panel space; Built-in brake chopper | - | 1 | Quote upon application rating | 11
87 | Schneider Electric | Variable Speed Drives (Altivar) | Altivar Easy 310 Drive 2.2kW 3-Phase 380-460V | Altivar ATV310HU22N4E | Supply: 3-Ph 380-460V | Power: 2.2kW | Current: 5.5A | Control: V/f & Sensorless Vector | Modbus Embedded | AC Variable Speed Drive | Stocked | ATV310HU22N4E |  | On Request |  | Altivar ATV12 / ATV310 | Integrated Modbus; 55 deg C without derating; Optimized panel space; Built-in brake chopper | - | 1 | Quote upon application rating | 11
88 | Schneider Electric | Variable Speed Drives (Altivar) | Altivar Easy 310 Drive 3kW (HD) / 4kW (ND) 3-Phase 380-460V | Altivar ATV310HU30N4E | Supply: 3-Ph 380-460V | Power: 3.0kW / 4.0kW | Current: 7.1A / 8.9A | Control: V/f & Sensorless Vector | Modbus Embedded | AC Variable Speed Drive | Stocked | ATV310HU30N4E |  | On Request |  | Altivar ATV12 / ATV310 | Integrated Modbus; 55 deg C without derating; Optimized panel space; Built-in brake chopper | - | 1 | Quote upon application rating | 11
89 | Schneider Electric | Variable Speed Drives (Altivar) | Altivar Easy 310 Drive 4kW (HD) / 5.5kW (ND) 3-Phase 380-460V | Altivar ATV310HU40N4E | Supply: 3-Ph 380-460V | Power: 4.0kW / 5.5kW | Current: 9.5A / 12.1A | Control: V/f & Sensorless Vector | Modbus Embedded | AC Variable Speed Drive | Stocked | ATV310HU40N4E |  | On Request |  | Altivar ATV12 / ATV310 | Integrated Modbus; 55 deg C without derating; Optimized panel space; Built-in brake chopper | - | 1 | Quote upon application rating | 11
90 | Schneider Electric | Variable Speed Drives (Altivar) | Altivar Easy 310 Drive 5.5kW (HD) / 7.5kW (ND) 3-Phase 380-460V | Altivar ATV310HU55N4E | Supply: 3-Ph 380-460V | Power: 5.5kW / 7.5kW | Current: 12.6A / 16A | Control: V/f & Sensorless Vector | Modbus Embedded | AC Variable Speed Drive | Stocked | ATV310HU55N4E |  | On Request |  | Altivar ATV12 / ATV310 | Integrated Modbus; 55 deg C without derating; Optimized panel space; Built-in brake chopper | - | 1 | Quote upon application rating | 11
91 | Schneider Electric | Variable Speed Drives (Altivar) | Altivar Easy 310 Drive 7.5kW (HD) / 11kW (ND) 3-Phase 380-460V | Altivar ATV310HU75N4E | Supply: 3-Ph 380-460V | Power: 7.5kW / 11kW | Current: 17A / 22.8A | Control: V/f & Sensorless Vector | Modbus Embedded | AC Variable Speed Drive | Stocked | ATV310HU75N4E |  | On Request |  | Altivar ATV12 / ATV310 | Integrated Modbus; 55 deg C without derating; Optimized panel space; Built-in brake chopper | - | 1 | Quote upon application rating | 11
92 | Schneider Electric | Variable Speed Drives (Altivar) | Altivar Easy 310 Drive 11kW (HD) / 15kW (ND) 3-Phase 380-460V | Altivar ATV310HD11N4E | Supply: 3-Ph 380-460V | Power: 11kW / 15kW | Current: 24A / 30A | Control: V/f & Sensorless Vector | Modbus Embedded | AC Variable Speed Drive | Stocked | ATV310HD11N4E |  | On Request |  | Altivar ATV12 / ATV310 | Integrated Modbus; 55 deg C without derating; Optimized panel space; Built-in brake chopper | - | 1 | Quote upon application rating | 11
93 | Schneider Electric | Variable Speed Drives (Altivar) | Altivar Easy 310 Drive 15kW (HD) / 18kW (ND) 3-Phase 380-460V | Altivar ATV310HD15N4E | Supply: 3-Ph 380-460V | Power: 15kW / 18kW | Current: 33A / 36A | Control: V/f & Sensorless Vector | Modbus Embedded | AC Variable Speed Drive | Stocked | ATV310HD15N4E |  | On Request |  | Altivar ATV12 / ATV310 | Integrated Modbus; 55 deg C without derating; Optimized panel space; Built-in brake chopper | - | 1 | Quote upon application rating | 11
94 | Schneider Electric | Variable Speed Drives (Altivar) | Altivar Easy 310 Drive 18kW (HD) / 22kW (ND) 3-Phase 380-460V | Altivar ATV310HD18N4E | Supply: 3-Ph 380-460V | Power: 18kW / 22kW | Current: 39A / 43A | Control: V/f & Sensorless Vector | Modbus Embedded | AC Variable Speed Drive | Stocked | ATV310HD18N4E |  | On Request |  | Altivar ATV12 / ATV310 | Integrated Modbus; 55 deg C without derating; Optimized panel space; Built-in brake chopper | - | 1 | Quote upon application rating | 11
95 | Schneider Electric | Variable Speed Drives (Altivar) | Altivar Easy 310 Drive 22kW (HD) / 30kW (ND) 3-Phase 380-460V | Altivar ATV310HD22N4E | Supply: 3-Ph 380-460V | Power: 22kW / 30kW | Current: 46A / 60A | Control: V/f & Sensorless Vector | Modbus Embedded | AC Variable Speed Drive | Stocked | ATV310HD22N4E |  | On Request |  | Altivar ATV12 / ATV310 | Integrated Modbus; 55 deg C without derating; Optimized panel space; Built-in brake chopper | - | 1 | Quote upon application rating | 11
96 | Schneider Electric | Variable Speed Drives (Altivar) | Altivar Easy 310 Drive 15kW Inbuilt EMC Filter 3-Phase 380-460V | Altivar ATV310HD15N4EF | Supply: 3-Ph 380-460V | Power: 15kW / 18kW | Current: 33A / 36A | Control: V/f & Sensorless Vector | Modbus Embedded | AC Variable Speed Drive | Stocked | ATV310HD15N4EF |  | On Request |  | Altivar ATV12 / ATV310 | Integrated Modbus; 55 deg C without derating; Optimized panel space; Built-in brake chopper | - | 1 | Quote upon application rating | 11
97 | Schneider Electric | Variable Speed Drives (Altivar) | Altivar Easy 310 Drive 18kW Inbuilt EMC Filter 3-Phase 380-460V | Altivar ATV310HD18N4EF | Supply: 3-Ph 380-460V | Power: 18kW / 22kW | Current: 39A / 43A | Control: V/f & Sensorless Vector | Modbus Embedded | AC Variable Speed Drive | Stocked | ATV310HD18N4EF |  | On Request |  | Altivar ATV12 / ATV310 | Integrated Modbus; 55 deg C without derating; Optimized panel space; Built-in brake chopper | - | 1 | Quote upon application rating | 11
98 | Schneider Electric | Variable Speed Drives (Altivar) | Altivar Easy 310 Drive 22kW Inbuilt EMC Filter 3-Phase 380-460V | Altivar ATV310HD22N4EF | Supply: 3-Ph 380-460V | Power: 22kW / 30kW | Current: 46A / 60A | Control: V/f & Sensorless Vector | Modbus Embedded | AC Variable Speed Drive | Stocked | ATV310HD22N4EF |  | On Request |  | Altivar ATV12 / ATV310 | Integrated Modbus; 55 deg C without derating; Optimized panel space; Built-in brake chopper | - | 1 | Quote upon application rating | 11
99 | Schneider Electric | Variable Speed Drives (Altivar) | Altivar 610 Drive 4kW (HD) / 3kW (ND) 7.2A/9.3A | Altivar 610 ATV610U40N4 | Supply: 380-460V | Power: 4kW | Max Current: 9.3A | Duty: Pump & Fan | IP20 / IP40 Top | AC Drive for Pumps/Fans | Stocked | ATV610U40N4 |  | On Request |  | Altivar Process ATV610 | Embedded C3 filter; DC choke embedded; 7 preprogrammed pump/fan blocks; Modbus embedded | - | 1 | Pumps & Fans standard drive | 14
100 | Schneider Electric | Variable Speed Drives (Altivar) | Altivar 610 Drive 5.5kW (HD) / 4kW (ND) 9.3A/12.7A | Altivar 610 ATV610U55N4 | Supply: 380-460V | Power: 5.5kW | Max Current: 12.7A | Duty: Pump & Fan | IP20 / IP40 Top | AC Drive for Pumps/Fans | Stocked | ATV610U55N4 |  | On Request |  | Altivar Process ATV610 | Embedded C3 filter; DC choke embedded; 7 preprogrammed pump/fan blocks; Modbus embedded | - | 1 | Pumps & Fans standard drive | 14
101 | Schneider Electric | Variable Speed Drives (Altivar) | Altivar 610 Drive 7.5kW (HD) / 5.5kW (ND) 12.7A/15.8A | Altivar 610 ATV610U75N4 | Supply: 380-460V | Power: 7.5kW | Max Current: 15.8A | Duty: Pump & Fan | IP20 / IP40 Top | AC Drive for Pumps/Fans | Stocked | ATV610U75N4 |  | On Request |  | Altivar Process ATV610 | Embedded C3 filter; DC choke embedded; 7 preprogrammed pump/fan blocks; Modbus embedded | - | 1 | Pumps & Fans standard drive | 14
102 | Schneider Electric | Variable Speed Drives (Altivar) | Altivar 610 Drive 11kW (HD) / 7.5kW (ND) 16.5A/23.5A | Altivar 610 ATV610D11N4 | Supply: 380-460V | Power: 11kW | Max Current: 23.5A | Duty: Pump & Fan | IP20 / IP40 Top | AC Drive for Pumps/Fans | Stocked | ATV610D11N4 |  | On Request |  | Altivar Process ATV610 | Embedded C3 filter; DC choke embedded; 7 preprogrammed pump/fan blocks; Modbus embedded | - | 1 | Pumps & Fans standard drive | 14
103 | Schneider Electric | Variable Speed Drives (Altivar) | Altivar 610 Drive 15kW (HD) / 11kW (ND) 23.5A/31.7A | Altivar 610 ATV610D15N4 | Supply: 380-460V | Power: 15kW | Max Current: 31.7A | Duty: Pump & Fan | IP20 / IP40 Top | AC Drive for Pumps/Fans | Stocked | ATV610D15N4 |  | On Request |  | Altivar Process ATV610 | Embedded C3 filter; DC choke embedded; 7 preprogrammed pump/fan blocks; Modbus embedded | - | 1 | Pumps & Fans standard drive | 14
104 | Schneider Electric | Variable Speed Drives (Altivar) | Altivar 610 Drive 18.5kW (HD) / 15kW (ND) 31.7A/39.2A | Altivar 610 ATV610D18N4 | Supply: 380-460V | Power: 18.5kW | Max Current: 39.2A | Duty: Pump & Fan | IP20 / IP40 Top | AC Drive for Pumps/Fans | Stocked | ATV610D18N4 |  | On Request |  | Altivar Process ATV610 | Embedded C3 filter; DC choke embedded; 7 preprogrammed pump/fan blocks; Modbus embedded | - | 1 | Pumps & Fans standard drive | 14
105 | Schneider Electric | Variable Speed Drives (Altivar) | Altivar 610 Drive 22kW (HD) / 18.5kW (ND) 39.2A/46.3A | Altivar 610 ATV610D22N4 | Supply: 380-460V | Power: 22kW | Max Current: 46.3A | Duty: Pump & Fan | IP20 / IP40 Top | AC Drive for Pumps/Fans | Stocked | ATV610D22N4 |  | On Request |  | Altivar Process ATV610 | Embedded C3 filter; DC choke embedded; 7 preprogrammed pump/fan blocks; Modbus embedded | - | 1 | Pumps & Fans standard drive | 14
106 | Schneider Electric | Variable Speed Drives (Altivar) | Altivar 610 Drive 30kW (HD) / 22kW (ND) 46.3A/61.5A | Altivar 610 ATV610D30N4 | Supply: 380-460V | Power: 30kW | Max Current: 61.5A | Duty: Pump & Fan | IP20 / IP40 Top | AC Drive for Pumps/Fans | Stocked | ATV610D30N4 |  | On Request |  | Altivar Process ATV610 | Embedded C3 filter; DC choke embedded; 7 preprogrammed pump/fan blocks; Modbus embedded | - | 1 | Pumps & Fans standard drive | 14
107 | Schneider Electric | Variable Speed Drives (Altivar) | Altivar 610 Drive 37kW (HD) / 30kW (ND) 59.6A/74.5A | Altivar 610 ATV610D37N4 | Supply: 380-460V | Power: 37kW | Max Current: 74.5A | Duty: Pump & Fan | IP20 / IP40 Top | AC Drive for Pumps/Fans | Stocked | ATV610D37N4 |  | On Request |  | Altivar Process ATV610 | Embedded C3 filter; DC choke embedded; 7 preprogrammed pump/fan blocks; Modbus embedded | - | 1 | Pumps & Fans standard drive | 14
108 | Schneider Electric | Variable Speed Drives (Altivar) | Altivar 610 Drive 45kW (HD) / 37kW (ND) 74.5A/88A | Altivar 610 ATV610D45N4 | Supply: 380-460V | Power: 45kW | Max Current: 88A | Duty: Pump & Fan | IP20 / IP40 Top | AC Drive for Pumps/Fans | Stocked | ATV610D45N4 |  | On Request |  | Altivar Process ATV610 | Embedded C3 filter; DC choke embedded; 7 preprogrammed pump/fan blocks; Modbus embedded | - | 1 | Pumps & Fans standard drive | 14
109 | Schneider Electric | Variable Speed Drives (Altivar) | Altivar 610 Drive 55kW (HD) / 45kW (ND) 88A/106A | Altivar 610 ATV610D55N4 | Supply: 380-460V | Power: 55kW | Max Current: 106A | Duty: Pump & Fan | IP20 / IP40 Top | AC Drive for Pumps/Fans | Stocked | ATV610D55N4 |  | On Request |  | Altivar Process ATV610 | Embedded C3 filter; DC choke embedded; 7 preprogrammed pump/fan blocks; Modbus embedded | - | 1 | Pumps & Fans standard drive | 14
110 | Schneider Electric | Variable Speed Drives (Altivar) | Altivar 610 Drive 75kW (HD) / 55kW (ND) 106A/145A | Altivar 610 ATV610D75N4 | Supply: 380-460V | Power: 75kW | Max Current: 145A | Duty: Pump & Fan | IP20 / IP40 Top | AC Drive for Pumps/Fans | Stocked | ATV610D75N4 |  | On Request |  | Altivar Process ATV610 | Embedded C3 filter; DC choke embedded; 7 preprogrammed pump/fan blocks; Modbus embedded | - | 1 | Pumps & Fans standard drive | 14
111 | Schneider Electric | Variable Speed Drives (Altivar) | Altivar 610 Drive 90kW (HD) / 75kW (ND) 145A/173A | Altivar 610 ATV610D90N4 | Supply: 380-460V | Power: 90kW | Max Current: 173A | Duty: Pump & Fan | IP20 / IP40 Top | AC Drive for Pumps/Fans | Stocked | ATV610D90N4 |  | On Request |  | Altivar Process ATV610 | Embedded C3 filter; DC choke embedded; 7 preprogrammed pump/fan blocks; Modbus embedded | - | 1 | Pumps & Fans standard drive | 14
112 | Schneider Electric | Variable Speed Drives (Altivar) | Altivar 610 Drive 110kW (HD) / 90kW (ND) 173A/211A | Altivar 610 ATV610C11N4 | Supply: 380-460V | Power: 110kW | Max Current: 211A | Duty: Pump & Fan | IP20 / IP40 Top | AC Drive for Pumps/Fans | Stocked | ATV610C11N4 |  | On Request |  | Altivar Process ATV610 | Embedded C3 filter; DC choke embedded; 7 preprogrammed pump/fan blocks; Modbus embedded | - | 1 | Pumps & Fans standard drive | 14
113 | Schneider Electric | Variable Speed Drives (Altivar) | Altivar 610 Drive 132kW (HD) / 110kW (ND) 211A/250A | Altivar 610 ATV610C13N4 | Supply: 380-460V | Power: 132kW | Max Current: 250A | Duty: Pump & Fan | IP20 / IP40 Top | AC Drive for Pumps/Fans | Stocked | ATV610C13N4 |  | On Request |  | Altivar Process ATV610 | Embedded C3 filter; DC choke embedded; 7 preprogrammed pump/fan blocks; Modbus embedded | - | 1 | Pumps & Fans standard drive | 14
114 | Schneider Electric | Variable Speed Drives (Altivar) | Altivar 610 Drive 160kW (HD) / 132kW (ND) 250A/302A | Altivar 610 ATV610C16N4 | Supply: 380-460V | Power: 160kW | Max Current: 302A | Duty: Pump & Fan | IP20 / IP40 Top | AC Drive for Pumps/Fans | Stocked | ATV610C16N4 |  | On Request |  | Altivar Process ATV610 | Embedded C3 filter; DC choke embedded; 7 preprogrammed pump/fan blocks; Modbus embedded | - | 1 | Pumps & Fans standard drive | 14
115 | Schneider Electric | Variable Speed Drives (Altivar) | Altivar 610 Drive 220kW (HD) / 160kW (ND) | Altivar 610 ATV610C22N4* | Supply: 380-460V | Power: 220kW | Max Current: Special | Duty: Pump & Fan | IP20 / IP40 Top | AC Drive for Pumps/Fans | Stocked | ATV610C22N4* |  | On Request |  | Altivar Process ATV610 | Embedded C3 filter; DC choke embedded; 7 preprogrammed pump/fan blocks; Modbus embedded | - | 1 | Pumps & Fans standard drive | 14
116 | Schneider Electric | Variable Speed Drives (Altivar) | Altivar 610 Drive 250kW (HD) / 220kW (ND) | Altivar 610 ATV610C25N4* | Supply: 380-460V | Power: 250kW | Max Current: Special | Duty: Pump & Fan | IP20 / IP40 Top | AC Drive for Pumps/Fans | Stocked | ATV610C25N4* |  | On Request |  | Altivar Process ATV610 | Embedded C3 filter; DC choke embedded; 7 preprogrammed pump/fan blocks; Modbus embedded | - | 1 | Pumps & Fans standard drive | 14
117 | Schneider Electric | Variable Speed Drives (Altivar) | Altivar 610 Drive 315kW (HD) / 250kW (ND) | Altivar 610 ATV610C31N4* | Supply: 380-460V | Power: 315kW | Max Current: Special | Duty: Pump & Fan | IP20 / IP40 Top | AC Drive for Pumps/Fans | Stocked | ATV610C31N4* |  | On Request |  | Altivar Process ATV610 | Embedded C3 filter; DC choke embedded; 7 preprogrammed pump/fan blocks; Modbus embedded | - | 1 | Pumps & Fans standard drive | 14
118 | Schneider Electric | Soft Starters (Altistart/Altivar) | ATS01 Soft Starter 1.5/2.2/3kW 6A 380-415V | ATS01 ATS01N206QN | Supply: 380-415V | Current: 6A | Power: 1.5-3kW | Starting Time: 1-10s adjustable | Embedded bypass / shorting contactor | Soft Starter | Stocked | ATS01N206QN |  | On Request |  | Altistart ATS01 | True 3-phase control; Built-in Modbus; Full starter & motor protection | - | 1 | Simple & utility soft starter | 17
119 | Schneider Electric | Soft Starters (Altistart/Altivar) | ATS01 Soft Starter 4kW 9A 380-415V | ATS01 ATS01N209QN | Supply: 380-415V | Current: 9A | Power: 4kW | Starting Time: 1-10s adjustable | Embedded bypass / shorting contactor | Soft Starter | Stocked | ATS01N209QN |  | On Request |  | Altistart ATS01 | True 3-phase control; Built-in Modbus; Full starter & motor protection | - | 1 | Simple & utility soft starter | 17
120 | Schneider Electric | Soft Starters (Altistart/Altivar) | ATS01 Soft Starter 5.5kW 12A 380-415V | ATS01 ATS01N212QN | Supply: 380-415V | Current: 12A | Power: 5.5kW | Starting Time: 1-10s adjustable | Embedded bypass / shorting contactor | Soft Starter | Stocked | ATS01N212QN |  | On Request |  | Altistart ATS01 | True 3-phase control; Built-in Modbus; Full starter & motor protection | - | 1 | Simple & utility soft starter | 17
121 | Schneider Electric | Soft Starters (Altistart/Altivar) | ATS01 Soft Starter 7.5/11kW 22A 380-415V | ATS01 ATS01N222QN | Supply: 380-415V | Current: 22A | Power: 7.5-11kW | Starting Time: 1-10s adjustable | Embedded bypass / shorting contactor | Soft Starter | Stocked | ATS01N222QN |  | On Request |  | Altistart ATS01 | True 3-phase control; Built-in Modbus; Full starter & motor protection | - | 1 | Simple & utility soft starter | 17
122 | Schneider Electric | Soft Starters (Altistart/Altivar) | ATS01 Soft Starter 15kW 32A 380-415V | ATS01 ATS01N232QN | Supply: 380-415V | Current: 32A | Power: 15kW | Starting Time: 1-10s adjustable | Embedded bypass / shorting contactor | Soft Starter | Stocked | ATS01N232QN |  | On Request |  | Altistart ATS01 | True 3-phase control; Built-in Modbus; Full starter & motor protection | - | 1 | Simple & utility soft starter | 17
123 | Schneider Electric | Soft Starters (Altistart/Altivar) | ATS130 Soft Starter 18.5/22kW 38A 230-440V | ATS130 ATS130N2D38LT | Supply: 230-440V | Current: 38A | Power: 18.5-22kW | Starting Time: 1-10s adjustable | Embedded bypass / shorting contactor | Soft Starter | Stocked | ATS130N2D38LT |  | On Request |  | Altistart ATS130 | True 3-phase control; Built-in Modbus; Full starter & motor protection | - | 1 | Simple & utility soft starter | 17
124 | Schneider Electric | Soft Starters (Altistart/Altivar) | ATS130 Soft Starter 22kW 45A 230-440V | ATS130 ATS130N2D45LT | Supply: 230-440V | Current: 45A | Power: 22kW | Starting Time: 1-10s adjustable | Embedded bypass / shorting contactor | Soft Starter | Stocked | ATS130N2D45LT |  | On Request |  | Altistart ATS130 | True 3-phase control; Built-in Modbus; Full starter & motor protection | - | 1 | Simple & utility soft starter | 17
125 | Schneider Electric | Soft Starters (Altistart/Altivar) | ATS130 Soft Starter 30/37kW 65A 230-440V | ATS130 ATS130N2D65LT | Supply: 230-440V | Current: 65A | Power: 30-37kW | Starting Time: 1-10s adjustable | Embedded bypass / shorting contactor | Soft Starter | Stocked | ATS130N2D65LT |  | On Request |  | Altistart ATS130 | True 3-phase control; Built-in Modbus; Full starter & motor protection | - | 1 | Simple & utility soft starter | 17
126 | Schneider Electric | Soft Starters (Altistart/Altivar) | ATS130 Soft Starter 37/45kW 73A 230-440V | ATS130 ATS130N2D73LT | Supply: 230-440V | Current: 73A | Power: 37-45kW | Starting Time: 1-10s adjustable | Embedded bypass / shorting contactor | Soft Starter | Stocked | ATS130N2D73LT |  | On Request |  | Altistart ATS130 | True 3-phase control; Built-in Modbus; Full starter & motor protection | - | 1 | Simple & utility soft starter | 17
127 | Schneider Electric | Soft Starters (Altistart/Altivar) | ATS130 Soft Starter 45kW 80A 230-440V | ATS130 ATS130N2D80LT | Supply: 230-440V | Current: 80A | Power: 45kW | Starting Time: 1-10s adjustable | Embedded bypass / shorting contactor | Soft Starter | Stocked | ATS130N2D80LT |  | On Request |  | Altistart ATS130 | True 3-phase control; Built-in Modbus; Full starter & motor protection | - | 1 | Simple & utility soft starter | 17
128 | Schneider Electric | Soft Starters (Altistart/Altivar) | ATS130 Soft Starter 55kW 105A 230-440V | ATS130 ATS130N2C11LT | Supply: 230-440V | Current: 105A | Power: 55kW | Starting Time: 1-10s adjustable | Embedded bypass / shorting contactor | Soft Starter | Stocked | ATS130N2C11LT |  | On Request |  | Altistart ATS130 | True 3-phase control; Built-in Modbus; Full starter & motor protection | - | 1 | Simple & utility soft starter | 17
129 | Schneider Electric | Soft Starters (Altistart/Altivar) | ATS22 Soft Starter 7.5kW 17A 230-440V | ATS22 ATS22D17Q | Supply: 230-440V | Current: 17A | Power: 7.5kW | Starting Time: 1-10s adjustable | Embedded bypass / shorting contactor | Soft Starter | Stocked | ATS22D17Q |  | On Request |  | Altistart ATS22 | True 3-phase control; Built-in Modbus; Full starter & motor protection | - | 1 | Simple & utility soft starter | 17
130 | Schneider Electric | Soft Starters (Altistart/Altivar) | ATS22 Soft Starter 15kW 32A 230-440V | ATS22 ATS22D32Q | Supply: 230-440V | Current: 32A | Power: 15kW | Starting Time: 1-10s adjustable | Embedded bypass / shorting contactor | Soft Starter | Stocked | ATS22D32Q |  | On Request |  | Altistart ATS22 | True 3-phase control; Built-in Modbus; Full starter & motor protection | - | 1 | Simple & utility soft starter | 17
131 | Schneider Electric | Soft Starters (Altistart/Altivar) | ATS22 Soft Starter 22kW 47A 230-440V | ATS22 ATS22D47Q | Supply: 230-440V | Current: 47A | Power: 22kW | Starting Time: 1-10s adjustable | Embedded bypass / shorting contactor | Soft Starter | Stocked | ATS22D47Q |  | On Request |  | Altistart ATS22 | True 3-phase control; Built-in Modbus; Full starter & motor protection | - | 1 | Simple & utility soft starter | 17
132 | Schneider Electric | Soft Starters (Altistart/Altivar) | ATS22 Soft Starter 30kW 62A 230-440V | ATS22 ATS22D62Q | Supply: 230-440V | Current: 62A | Power: 30kW | Starting Time: 1-10s adjustable | Embedded bypass / shorting contactor | Soft Starter | Stocked | ATS22D62Q |  | On Request |  | Altistart ATS22 | True 3-phase control; Built-in Modbus; Full starter & motor protection | - | 1 | Simple & utility soft starter | 17
133 | Schneider Electric | Soft Starters (Altistart/Altivar) | ATS22 Soft Starter 37kW 75A 230-440V | ATS22 ATS22D75Q | Supply: 230-440V | Current: 75A | Power: 37kW | Starting Time: 1-10s adjustable | Embedded bypass / shorting contactor | Soft Starter | Stocked | ATS22D75Q |  | On Request |  | Altistart ATS22 | True 3-phase control; Built-in Modbus; Full starter & motor protection | - | 1 | Simple & utility soft starter | 17
134 | Schneider Electric | Soft Starters (Altistart/Altivar) | ATS22 Soft Starter 45kW 88A 230-440V | ATS22 ATS22D88Q | Supply: 230-440V | Current: 88A | Power: 45kW | Starting Time: 1-10s adjustable | Embedded bypass / shorting contactor | Soft Starter | Stocked | ATS22D88Q |  | On Request |  | Altistart ATS22 | True 3-phase control; Built-in Modbus; Full starter & motor protection | - | 1 | Simple & utility soft starter | 17
135 | Schneider Electric | Soft Starters (Altistart/Altivar) | ATS22 Soft Starter 55kW 110A 230-440V | ATS22 ATS22C11Q | Supply: 230-440V | Current: 110A | Power: 55kW | Starting Time: 1-10s adjustable | Embedded bypass / shorting contactor | Soft Starter | Stocked | ATS22C11Q |  | On Request |  | Altistart ATS22 | True 3-phase control; Built-in Modbus; Full starter & motor protection | - | 1 | Simple & utility soft starter | 17
136 | Schneider Electric | Soft Starters (Altistart/Altivar) | ATS22 Soft Starter 75kW 140A 230-440V | ATS22 ATS22C14Q | Supply: 230-440V | Current: 140A | Power: 75kW | Starting Time: 1-10s adjustable | Embedded bypass / shorting contactor | Soft Starter | Stocked | ATS22C14Q |  | On Request |  | Altistart ATS22 | True 3-phase control; Built-in Modbus; Full starter & motor protection | - | 1 | Simple & utility soft starter | 17
137 | Schneider Electric | Soft Starters (Altistart/Altivar) | ATS22 Soft Starter 90kW 170A 230-440V | ATS22 ATS22C17Q | Supply: 230-440V | Current: 170A | Power: 90kW | Starting Time: 1-10s adjustable | Embedded bypass / shorting contactor | Soft Starter | Stocked | ATS22C17Q |  | On Request |  | Altistart ATS22 | True 3-phase control; Built-in Modbus; Full starter & motor protection | - | 1 | Simple & utility soft starter | 17
138 | Schneider Electric | Soft Starters (Altistart/Altivar) | ATS22 Soft Starter 110kW 210A 230-440V | ATS22 ATS22C21Q | Supply: 230-440V | Current: 210A | Power: 110kW | Starting Time: 1-10s adjustable | Embedded bypass / shorting contactor | Soft Starter | Stocked | ATS22C21Q |  | On Request |  | Altistart ATS22 | True 3-phase control; Built-in Modbus; Full starter & motor protection | - | 1 | Simple & utility soft starter | 17
139 | Schneider Electric | Soft Starters (Altistart/Altivar) | ATS22 Soft Starter 132kW 250A 230-440V | ATS22 ATS22C25Q | Supply: 230-440V | Current: 250A | Power: 132kW | Starting Time: 1-10s adjustable | Embedded bypass / shorting contactor | Soft Starter | Stocked | ATS22C25Q |  | On Request |  | Altistart ATS22 | True 3-phase control; Built-in Modbus; Full starter & motor protection | - | 1 | Simple & utility soft starter | 17
140 | Schneider Electric | Soft Starters (Altistart/Altivar) | ATS22 Soft Starter 160kW 320A 230-440V | ATS22 ATS22C32Q | Supply: 230-440V | Current: 320A | Power: 160kW | Starting Time: 1-10s adjustable | Embedded bypass / shorting contactor | Soft Starter | Stocked | ATS22C32Q |  | On Request |  | Altistart ATS22 | True 3-phase control; Built-in Modbus; Full starter & motor protection | - | 1 | Simple & utility soft starter | 17
141 | Schneider Electric | Soft Starters (Altistart/Altivar) | ATS22 Soft Starter 220kW 410A 230-440V | ATS22 ATS22C41Q | Supply: 230-440V | Current: 410A | Power: 220kW | Starting Time: 1-10s adjustable | Embedded bypass / shorting contactor | Soft Starter | Stocked | ATS22C41Q |  | On Request |  | Altistart ATS22 | True 3-phase control; Built-in Modbus; Full starter & motor protection | - | 1 | Simple & utility soft starter | 17
142 | Schneider Electric | Soft Starters (Altistart/Altivar) | ATS22 Soft Starter 250kW 480A 230-440V | ATS22 ATS22C48Q | Supply: 230-440V | Current: 480A | Power: 250kW | Starting Time: 1-10s adjustable | Embedded bypass / shorting contactor | Soft Starter | Stocked | ATS22C48Q |  | On Request |  | Altistart ATS22 | True 3-phase control; Built-in Modbus; Full starter & motor protection | - | 1 | Simple & utility soft starter | 17
143 | Schneider Electric | Soft Starters (Altistart/Altivar) | ATS22 Soft Starter 315kW 590A 230-440V | ATS22 ATS22C59Q | Supply: 230-440V | Current: 590A | Power: 315kW | Starting Time: 1-10s adjustable | Embedded bypass / shorting contactor | Soft Starter | Stocked | ATS22C59Q |  | On Request |  | Altistart ATS22 | True 3-phase control; Built-in Modbus; Full starter & motor protection | - | 1 | Simple & utility soft starter | 17
144 | Schneider Electric | Soft Starters (Altistart/Altivar) | ATS430 Soft Starter 17A 4-7.5kW | ATS430 ATS430D17S6 | Supply: 208-690V 3-Ph | Current: 17A | Power: 4-7.5kW | Integrated Bypass | Torque Control System | Soft Starter | Stocked | ATS430D17S6 |  | On Request |  | Altivar ATS430 | Torque control original; Integrated bypass; Cybersecure IEC 62443; Modbus TCP / Ethernet IP | - | 1 | Next-gen industrial soft starter | 19
145 | Schneider Electric | Soft Starters (Altistart/Altivar) | ATS430 Soft Starter 32A 15kW | ATS430 ATS430D32S6 | Supply: 208-690V 3-Ph | Current: 32A | Power: 15kW | Integrated Bypass | Torque Control System | Soft Starter | Stocked | ATS430D32S6 |  | On Request |  | Altivar ATS430 | Torque control original; Integrated bypass; Cybersecure IEC 62443; Modbus TCP / Ethernet IP | - | 1 | Next-gen industrial soft starter | 19
146 | Schneider Electric | Soft Starters (Altistart/Altivar) | ATS430 Soft Starter 47A 22kW | ATS430 ATS430D47S6 | Supply: 208-690V 3-Ph | Current: 47A | Power: 22kW | Integrated Bypass | Torque Control System | Soft Starter | Stocked | ATS430D47S6 |  | On Request |  | Altivar ATS430 | Torque control original; Integrated bypass; Cybersecure IEC 62443; Modbus TCP / Ethernet IP | - | 1 | Next-gen industrial soft starter | 19
147 | Schneider Electric | Soft Starters (Altistart/Altivar) | ATS430 Soft Starter 62A 30kW | ATS430 ATS430D62S6 | Supply: 208-690V 3-Ph | Current: 62A | Power: 30kW | Integrated Bypass | Torque Control System | Soft Starter | Stocked | ATS430D62S6 |  | On Request |  | Altivar ATS430 | Torque control original; Integrated bypass; Cybersecure IEC 62443; Modbus TCP / Ethernet IP | - | 1 | Next-gen industrial soft starter | 19
148 | Schneider Electric | Soft Starters (Altistart/Altivar) | ATS430 Soft Starter 75A 37kW | ATS430 ATS430D75S6 | Supply: 208-690V 3-Ph | Current: 75A | Power: 37kW | Integrated Bypass | Torque Control System | Soft Starter | Stocked | ATS430D75S6 |  | On Request |  | Altivar ATS430 | Torque control original; Integrated bypass; Cybersecure IEC 62443; Modbus TCP / Ethernet IP | - | 1 | Next-gen industrial soft starter | 19
149 | Schneider Electric | Soft Starters (Altistart/Altivar) | ATS430 Soft Starter 88A 45kW | ATS430 ATS430D88S6 | Supply: 208-690V 3-Ph | Current: 88A | Power: 45kW | Integrated Bypass | Torque Control System | Soft Starter | Stocked | ATS430D88S6 |  | On Request |  | Altivar ATS430 | Torque control original; Integrated bypass; Cybersecure IEC 62443; Modbus TCP / Ethernet IP | - | 1 | Next-gen industrial soft starter | 19
150 | Schneider Electric | Soft Starters (Altistart/Altivar) | ATS430 Soft Starter 110A 55kW | ATS430 ATS430C11S6 | Supply: 208-690V 3-Ph | Current: 110A | Power: 55kW | Integrated Bypass | Torque Control System | Soft Starter | Stocked | ATS430C11S6 |  | On Request |  | Altivar ATS430 | Torque control original; Integrated bypass; Cybersecure IEC 62443; Modbus TCP / Ethernet IP | - | 1 | Next-gen industrial soft starter | 19
151 | Schneider Electric | Soft Starters (Altistart/Altivar) | ATS430 Soft Starter 140A 75kW | ATS430 ATS430C14S6 | Supply: 208-690V 3-Ph | Current: 140A | Power: 75kW | Integrated Bypass | Torque Control System | Soft Starter | Stocked | ATS430C14S6 |  | On Request |  | Altivar ATS430 | Torque control original; Integrated bypass; Cybersecure IEC 62443; Modbus TCP / Ethernet IP | - | 1 | Next-gen industrial soft starter | 19
152 | Schneider Electric | Soft Starters (Altistart/Altivar) | ATS430 Soft Starter 170A 90kW | ATS430 ATS430C17S6 | Supply: 208-690V 3-Ph | Current: 170A | Power: 90kW | Integrated Bypass | Torque Control System | Soft Starter | Stocked | ATS430C17S6 |  | On Request |  | Altivar ATS430 | Torque control original; Integrated bypass; Cybersecure IEC 62443; Modbus TCP / Ethernet IP | - | 1 | Next-gen industrial soft starter | 19
153 | Schneider Electric | Soft Starters (Altistart/Altivar) | ATS430 Soft Starter 210A 110kW | ATS430 ATS430C21S6 | Supply: 208-690V 3-Ph | Current: 210A | Power: 110kW | Integrated Bypass | Torque Control System | Soft Starter | Stocked | ATS430C21S6 |  | On Request |  | Altivar ATS430 | Torque control original; Integrated bypass; Cybersecure IEC 62443; Modbus TCP / Ethernet IP | - | 1 | Next-gen industrial soft starter | 19
154 | Schneider Electric | Soft Starters (Altistart/Altivar) | ATS430 Soft Starter 250A 132kW | ATS430 ATS430C25S6 | Supply: 208-690V 3-Ph | Current: 250A | Power: 132kW | Integrated Bypass | Torque Control System | Soft Starter | Stocked | ATS430C25S6 |  | On Request |  | Altivar ATS430 | Torque control original; Integrated bypass; Cybersecure IEC 62443; Modbus TCP / Ethernet IP | - | 1 | Next-gen industrial soft starter | 19
155 | Schneider Electric | Soft Starters (Altistart/Altivar) | ATS430 Soft Starter 320A 160kW | ATS430 ATS430C32S6 | Supply: 208-690V 3-Ph | Current: 320A | Power: 160kW | Integrated Bypass | Torque Control System | Soft Starter | Stocked | ATS430C32S6 |  | On Request |  | Altivar ATS430 | Torque control original; Integrated bypass; Cybersecure IEC 62443; Modbus TCP / Ethernet IP | - | 1 | Next-gen industrial soft starter | 19
156 | Schneider Electric | Soft Starters (Altistart/Altivar) | ATS430 Soft Starter 410A 220kW | ATS430 ATS430C41S6 | Supply: 208-690V 3-Ph | Current: 410A | Power: 220kW | Integrated Bypass | Torque Control System | Soft Starter | Stocked | ATS430C41S6 |  | On Request |  | Altivar ATS430 | Torque control original; Integrated bypass; Cybersecure IEC 62443; Modbus TCP / Ethernet IP | - | 1 | Next-gen industrial soft starter | 19
157 | Schneider Electric | Soft Starters (Altistart/Altivar) | ATS430 Soft Starter 480A 250kW | ATS430 ATS430C48S6 | Supply: 208-690V 3-Ph | Current: 480A | Power: 250kW | Integrated Bypass | Torque Control System | Soft Starter | Stocked | ATS430C48S6 |  | On Request |  | Altivar ATS430 | Torque control original; Integrated bypass; Cybersecure IEC 62443; Modbus TCP / Ethernet IP | - | 1 | Next-gen industrial soft starter | 19
158 | Schneider Electric | Soft Starters (Altistart/Altivar) | ATS430 Soft Starter 590A 315kW | ATS430 ATS430C59S6 | Supply: 208-690V 3-Ph | Current: 590A | Power: 315kW | Integrated Bypass | Torque Control System | Soft Starter | Stocked | ATS430C59S6 |  | On Request |  | Altivar ATS430 | Torque control original; Integrated bypass; Cybersecure IEC 62443; Modbus TCP / Ethernet IP | - | 1 | Next-gen industrial soft starter | 19
159 | Schneider Electric | Soft Starters (Altistart/Altivar) | ATS480 Soft Starter 17A 7.5kW | ATS480 ATS480D17Y | Supply: 208-690V 3-Ph | Current: 17A | Power: 7.5kW | Integrated Bypass | Torque Control System | Soft Starter | Stocked | ATS480D17Y |  | On Request |  | Altivar ATS480 | Torque control original; Integrated bypass; Cybersecure IEC 62443; Modbus TCP / Ethernet IP | - | 1 | Next-gen industrial soft starter | 23
160 | Schneider Electric | Soft Starters (Altistart/Altivar) | ATS480 Soft Starter 22A 11kW | ATS480 ATS480D22Y | Supply: 208-690V 3-Ph | Current: 22A | Power: 11kW | Integrated Bypass | Torque Control System | Soft Starter | Stocked | ATS480D22Y |  | On Request |  | Altivar ATS480 | Torque control original; Integrated bypass; Cybersecure IEC 62443; Modbus TCP / Ethernet IP | - | 1 | Next-gen industrial soft starter | 23
161 | Schneider Electric | Soft Starters (Altistart/Altivar) | ATS480 Soft Starter 32A 15kW | ATS480 ATS480D32Y | Supply: 208-690V 3-Ph | Current: 32A | Power: 15kW | Integrated Bypass | Torque Control System | Soft Starter | Stocked | ATS480D32Y |  | On Request |  | Altivar ATS480 | Torque control original; Integrated bypass; Cybersecure IEC 62443; Modbus TCP / Ethernet IP | - | 1 | Next-gen industrial soft starter | 23
162 | Schneider Electric | Soft Starters (Altistart/Altivar) | ATS480 Soft Starter 38A 18.5kW | ATS480 ATS480D38Y | Supply: 208-690V 3-Ph | Current: 38A | Power: 18.5kW | Integrated Bypass | Torque Control System | Soft Starter | Stocked | ATS480D38Y |  | On Request |  | Altivar ATS480 | Torque control original; Integrated bypass; Cybersecure IEC 62443; Modbus TCP / Ethernet IP | - | 1 | Next-gen industrial soft starter | 23
163 | Schneider Electric | Soft Starters (Altistart/Altivar) | ATS480 Soft Starter 47A 22kW | ATS480 ATS480D47Y | Supply: 208-690V 3-Ph | Current: 47A | Power: 22kW | Integrated Bypass | Torque Control System | Soft Starter | Stocked | ATS480D47Y |  | On Request |  | Altivar ATS480 | Torque control original; Integrated bypass; Cybersecure IEC 62443; Modbus TCP / Ethernet IP | - | 1 | Next-gen industrial soft starter | 23
164 | Schneider Electric | Soft Starters (Altistart/Altivar) | ATS480 Soft Starter 62A 30kW | ATS480 ATS480D62Y | Supply: 208-690V 3-Ph | Current: 62A | Power: 30kW | Integrated Bypass | Torque Control System | Soft Starter | Stocked | ATS480D62Y |  | On Request |  | Altivar ATS480 | Torque control original; Integrated bypass; Cybersecure IEC 62443; Modbus TCP / Ethernet IP | - | 1 | Next-gen industrial soft starter | 23
165 | Schneider Electric | Soft Starters (Altistart/Altivar) | ATS480 Soft Starter 75A 37kW | ATS480 ATS480D75Y | Supply: 208-690V 3-Ph | Current: 75A | Power: 37kW | Integrated Bypass | Torque Control System | Soft Starter | Stocked | ATS480D75Y |  | On Request |  | Altivar ATS480 | Torque control original; Integrated bypass; Cybersecure IEC 62443; Modbus TCP / Ethernet IP | - | 1 | Next-gen industrial soft starter | 23
166 | Schneider Electric | Soft Starters (Altistart/Altivar) | ATS480 Soft Starter 88A 45kW | ATS480 ATS480D88Y | Supply: 208-690V 3-Ph | Current: 88A | Power: 45kW | Integrated Bypass | Torque Control System | Soft Starter | Stocked | ATS480D88Y |  | On Request |  | Altivar ATS480 | Torque control original; Integrated bypass; Cybersecure IEC 62443; Modbus TCP / Ethernet IP | - | 1 | Next-gen industrial soft starter | 23
167 | Schneider Electric | Soft Starters (Altistart/Altivar) | ATS480 Soft Starter 110A 55kW | ATS480 ATS480C11Y | Supply: 208-690V 3-Ph | Current: 110A | Power: 55kW | Integrated Bypass | Torque Control System | Soft Starter | Stocked | ATS480C11Y |  | On Request |  | Altivar ATS480 | Torque control original; Integrated bypass; Cybersecure IEC 62443; Modbus TCP / Ethernet IP | - | 1 | Next-gen industrial soft starter | 23
168 | Schneider Electric | Soft Starters (Altistart/Altivar) | ATS480 Soft Starter 140A 75kW | ATS480 ATS480C14Y | Supply: 208-690V 3-Ph | Current: 140A | Power: 75kW | Integrated Bypass | Torque Control System | Soft Starter | Stocked | ATS480C14Y |  | On Request |  | Altivar ATS480 | Torque control original; Integrated bypass; Cybersecure IEC 62443; Modbus TCP / Ethernet IP | - | 1 | Next-gen industrial soft starter | 23
169 | Schneider Electric | Soft Starters (Altistart/Altivar) | ATS480 Soft Starter 170A 90kW | ATS480 ATS480C17Y | Supply: 208-690V 3-Ph | Current: 170A | Power: 90kW | Integrated Bypass | Torque Control System | Soft Starter | Stocked | ATS480C17Y |  | On Request |  | Altivar ATS480 | Torque control original; Integrated bypass; Cybersecure IEC 62443; Modbus TCP / Ethernet IP | - | 1 | Next-gen industrial soft starter | 23
170 | Schneider Electric | Soft Starters (Altistart/Altivar) | ATS480 Soft Starter 210A 110kW | ATS480 ATS480C21Y | Supply: 208-690V 3-Ph | Current: 210A | Power: 110kW | Integrated Bypass | Torque Control System | Soft Starter | Stocked | ATS480C21Y |  | On Request |  | Altivar ATS480 | Torque control original; Integrated bypass; Cybersecure IEC 62443; Modbus TCP / Ethernet IP | - | 1 | Next-gen industrial soft starter | 23
171 | Schneider Electric | Soft Starters (Altistart/Altivar) | ATS480 Soft Starter 250A 132kW | ATS480 ATS480C25Y | Supply: 208-690V 3-Ph | Current: 250A | Power: 132kW | Integrated Bypass | Torque Control System | Soft Starter | Stocked | ATS480C25Y |  | On Request |  | Altivar ATS480 | Torque control original; Integrated bypass; Cybersecure IEC 62443; Modbus TCP / Ethernet IP | - | 1 | Next-gen industrial soft starter | 23
172 | Schneider Electric | Soft Starters (Altistart/Altivar) | ATS480 Soft Starter 320A 160kW | ATS480 ATS480C32Y | Supply: 208-690V 3-Ph | Current: 320A | Power: 160kW | Integrated Bypass | Torque Control System | Soft Starter | Stocked | ATS480C32Y |  | On Request |  | Altivar ATS480 | Torque control original; Integrated bypass; Cybersecure IEC 62443; Modbus TCP / Ethernet IP | - | 1 | Next-gen industrial soft starter | 23
173 | Schneider Electric | Soft Starters (Altistart/Altivar) | ATS480 Soft Starter 410A 220kW | ATS480 ATS480C41Y | Supply: 208-690V 3-Ph | Current: 410A | Power: 220kW | Integrated Bypass | Torque Control System | Soft Starter | Stocked | ATS480C41Y |  | On Request |  | Altivar ATS480 | Torque control original; Integrated bypass; Cybersecure IEC 62443; Modbus TCP / Ethernet IP | - | 1 | Next-gen industrial soft starter | 23
174 | Schneider Electric | Soft Starters (Altistart/Altivar) | ATS480 Soft Starter 480A 250kW | ATS480 ATS480C48Y | Supply: 208-690V 3-Ph | Current: 480A | Power: 250kW | Integrated Bypass | Torque Control System | Soft Starter | Stocked | ATS480C48Y |  | On Request |  | Altivar ATS480 | Torque control original; Integrated bypass; Cybersecure IEC 62443; Modbus TCP / Ethernet IP | - | 1 | Next-gen industrial soft starter | 23
175 | Schneider Electric | Soft Starters (Altistart/Altivar) | ATS480 Soft Starter 590A 315kW | ATS480 ATS480C59Y | Supply: 208-690V 3-Ph | Current: 590A | Power: 315kW | Integrated Bypass | Torque Control System | Soft Starter | Stocked | ATS480C59Y |  | On Request |  | Altivar ATS480 | Torque control original; Integrated bypass; Cybersecure IEC 62443; Modbus TCP / Ethernet IP | - | 1 | Next-gen industrial soft starter | 23
176 | Schneider Electric | Soft Starters (Altistart/Altivar) | ATS480 Soft Starter 660A 355kW | ATS480 ATS480C66Y | Supply: 208-690V 3-Ph | Current: 660A | Power: 355kW | Integrated Bypass | Torque Control System | Soft Starter | Stocked | ATS480C66Y |  | On Request |  | Altivar ATS480 | Torque control original; Integrated bypass; Cybersecure IEC 62443; Modbus TCP / Ethernet IP | - | 1 | Next-gen industrial soft starter | 23
177 | Schneider Electric | Soft Starters (Altistart/Altivar) | ATS480 Soft Starter 790A 400kW | ATS480 ATS480C79Y | Supply: 208-690V 3-Ph | Current: 790A | Power: 400kW | Integrated Bypass | Torque Control System | Soft Starter | Stocked | ATS480C79Y |  | On Request |  | Altivar ATS480 | Torque control original; Integrated bypass; Cybersecure IEC 62443; Modbus TCP / Ethernet IP | - | 1 | Next-gen industrial soft starter | 23
178 | Schneider Electric | Soft Starters (Altistart/Altivar) | ATS480 Soft Starter 1000A 500kW | ATS480 ATS480M10Y | Supply: 208-690V 3-Ph | Current: 1000A | Power: 500kW | Integrated Bypass | Torque Control System | Soft Starter | Stocked | ATS480M10Y |  | On Request |  | Altivar ATS480 | Torque control original; Integrated bypass; Cybersecure IEC 62443; Modbus TCP / Ethernet IP | - | 1 | Next-gen industrial soft starter | 23
179 | Schneider Electric | Soft Starters (Altistart/Altivar) | ATS480 Soft Starter 1200A 630-900kW | ATS480 ATS480M12Y | Supply: 208-690V 3-Ph | Current: 1200A | Power: 630-900kW | Integrated Bypass | Torque Control System | Soft Starter | Stocked | ATS480M12Y |  | On Request |  | Altivar ATS480 | Torque control original; Integrated bypass; Cybersecure IEC 62443; Modbus TCP / Ethernet IP | - | 1 | Next-gen industrial soft starter | 23
180 | Schneider Electric | Soft Starters (Altistart/Altivar) | ATS490 Soft Starter 17A 7.5kW | ATS490 ATS490D17Y | Supply: 208-690V 3-Ph | Current: 17A | Power: 7.5kW | Integrated Bypass | Torque Control System | Soft Starter | Stocked | ATS490D17Y |  | On Request |  | Altivar ATS490 | Torque control original; Integrated bypass; Cybersecure IEC 62443; Modbus TCP / Ethernet IP | - | 1 | Next-gen industrial soft starter | 25
181 | Schneider Electric | Soft Starters (Altistart/Altivar) | ATS490 Soft Starter 22A 11kW | ATS490 ATS490D22Y | Supply: 208-690V 3-Ph | Current: 22A | Power: 11kW | Integrated Bypass | Torque Control System | Soft Starter | Stocked | ATS490D22Y |  | On Request |  | Altivar ATS490 | Torque control original; Integrated bypass; Cybersecure IEC 62443; Modbus TCP / Ethernet IP | - | 1 | Next-gen industrial soft starter | 25
182 | Schneider Electric | Soft Starters (Altistart/Altivar) | ATS490 Soft Starter 32A 15kW | ATS490 ATS490D32Y | Supply: 208-690V 3-Ph | Current: 32A | Power: 15kW | Integrated Bypass | Torque Control System | Soft Starter | Stocked | ATS490D32Y |  | On Request |  | Altivar ATS490 | Torque control original; Integrated bypass; Cybersecure IEC 62443; Modbus TCP / Ethernet IP | - | 1 | Next-gen industrial soft starter | 25
183 | Schneider Electric | Soft Starters (Altistart/Altivar) | ATS490 Soft Starter 38A 18.5kW | ATS490 ATS490D38Y | Supply: 208-690V 3-Ph | Current: 38A | Power: 18.5kW | Integrated Bypass | Torque Control System | Soft Starter | Stocked | ATS490D38Y |  | On Request |  | Altivar ATS490 | Torque control original; Integrated bypass; Cybersecure IEC 62443; Modbus TCP / Ethernet IP | - | 1 | Next-gen industrial soft starter | 25
184 | Schneider Electric | Soft Starters (Altistart/Altivar) | ATS490 Soft Starter 47A 22kW | ATS490 ATS490D47Y | Supply: 208-690V 3-Ph | Current: 47A | Power: 22kW | Integrated Bypass | Torque Control System | Soft Starter | Stocked | ATS490D47Y |  | On Request |  | Altivar ATS490 | Torque control original; Integrated bypass; Cybersecure IEC 62443; Modbus TCP / Ethernet IP | - | 1 | Next-gen industrial soft starter | 25
185 | Schneider Electric | Soft Starters (Altistart/Altivar) | ATS490 Soft Starter 52A 30kW | ATS490 ATS490D62Y | Supply: 208-690V 3-Ph | Current: 52A | Power: 30kW | Integrated Bypass | Torque Control System | Soft Starter | Stocked | ATS490D62Y |  | On Request |  | Altivar ATS490 | Torque control original; Integrated bypass; Cybersecure IEC 62443; Modbus TCP / Ethernet IP | - | 1 | Next-gen industrial soft starter | 25
186 | Schneider Electric | Soft Starters (Altistart/Altivar) | ATS490 Soft Starter 75A 37kW | ATS490 ATS490D75Y | Supply: 208-690V 3-Ph | Current: 75A | Power: 37kW | Integrated Bypass | Torque Control System | Soft Starter | Stocked | ATS490D75Y |  | On Request |  | Altivar ATS490 | Torque control original; Integrated bypass; Cybersecure IEC 62443; Modbus TCP / Ethernet IP | - | 1 | Next-gen industrial soft starter | 25
187 | Schneider Electric | Soft Starters (Altistart/Altivar) | ATS490 Soft Starter 88A 45kW | ATS490 ATS490D88Y | Supply: 208-690V 3-Ph | Current: 88A | Power: 45kW | Integrated Bypass | Torque Control System | Soft Starter | Stocked | ATS490D88Y |  | On Request |  | Altivar ATS490 | Torque control original; Integrated bypass; Cybersecure IEC 62443; Modbus TCP / Ethernet IP | - | 1 | Next-gen industrial soft starter | 25
188 | Schneider Electric | Soft Starters (Altistart/Altivar) | ATS490 Soft Starter 110A 55kW | ATS490 ATS490C11Y | Supply: 208-690V 3-Ph | Current: 110A | Power: 55kW | Integrated Bypass | Torque Control System | Soft Starter | Stocked | ATS490C11Y |  | On Request |  | Altivar ATS490 | Torque control original; Integrated bypass; Cybersecure IEC 62443; Modbus TCP / Ethernet IP | - | 1 | Next-gen industrial soft starter | 25
189 | Schneider Electric | Soft Starters (Altistart/Altivar) | ATS490 Soft Starter 140A 75kW | ATS490 ATS490C14Y | Supply: 208-690V 3-Ph | Current: 140A | Power: 75kW | Integrated Bypass | Torque Control System | Soft Starter | Stocked | ATS490C14Y |  | On Request |  | Altivar ATS490 | Torque control original; Integrated bypass; Cybersecure IEC 62443; Modbus TCP / Ethernet IP | - | 1 | Next-gen industrial soft starter | 25
190 | Schneider Electric | Soft Starters (Altistart/Altivar) | ATS490 Soft Starter 170A 90kW | ATS490 ATS490C17Y | Supply: 208-690V 3-Ph | Current: 170A | Power: 90kW | Integrated Bypass | Torque Control System | Soft Starter | Stocked | ATS490C17Y |  | On Request |  | Altivar ATS490 | Torque control original; Integrated bypass; Cybersecure IEC 62443; Modbus TCP / Ethernet IP | - | 1 | Next-gen industrial soft starter | 25
191 | Schneider Electric | Soft Starters (Altistart/Altivar) | ATS490 Soft Starter 210A 110kW | ATS490 ATS490C21Y | Supply: 208-690V 3-Ph | Current: 210A | Power: 110kW | Integrated Bypass | Torque Control System | Soft Starter | Stocked | ATS490C21Y |  | On Request |  | Altivar ATS490 | Torque control original; Integrated bypass; Cybersecure IEC 62443; Modbus TCP / Ethernet IP | - | 1 | Next-gen industrial soft starter | 25
192 | Schneider Electric | Soft Starters (Altistart/Altivar) | ATS490 Soft Starter 250A 132kW | ATS490 ATS490C25Y | Supply: 208-690V 3-Ph | Current: 250A | Power: 132kW | Integrated Bypass | Torque Control System | Soft Starter | Stocked | ATS490C25Y |  | On Request |  | Altivar ATS490 | Torque control original; Integrated bypass; Cybersecure IEC 62443; Modbus TCP / Ethernet IP | - | 1 | Next-gen industrial soft starter | 25
193 | Schneider Electric | Soft Starters (Altistart/Altivar) | ATS490 Soft Starter 320A 160kW | ATS490 ATS490C32Y | Supply: 208-690V 3-Ph | Current: 320A | Power: 160kW | Integrated Bypass | Torque Control System | Soft Starter | Stocked | ATS490C32Y |  | On Request |  | Altivar ATS490 | Torque control original; Integrated bypass; Cybersecure IEC 62443; Modbus TCP / Ethernet IP | - | 1 | Next-gen industrial soft starter | 25
194 | Schneider Electric | Soft Starters (Altistart/Altivar) | ATS490 Soft Starter 410A 220kW | ATS490 ATS490C41Y | Supply: 208-690V 3-Ph | Current: 410A | Power: 220kW | Integrated Bypass | Torque Control System | Soft Starter | Stocked | ATS490C41Y |  | On Request |  | Altivar ATS490 | Torque control original; Integrated bypass; Cybersecure IEC 62443; Modbus TCP / Ethernet IP | - | 1 | Next-gen industrial soft starter | 25
195 | Schneider Electric | Soft Starters (Altistart/Altivar) | ATS490 Soft Starter 480A 250kW | ATS490 ATS490C48Y | Supply: 208-690V 3-Ph | Current: 480A | Power: 250kW | Integrated Bypass | Torque Control System | Soft Starter | Stocked | ATS490C48Y |  | On Request |  | Altivar ATS490 | Torque control original; Integrated bypass; Cybersecure IEC 62443; Modbus TCP / Ethernet IP | - | 1 | Next-gen industrial soft starter | 25
196 | Schneider Electric | Soft Starters (Altistart/Altivar) | ATS490 Soft Starter 590A 315kW | ATS490 ATS490C59Y | Supply: 208-690V 3-Ph | Current: 590A | Power: 315kW | Integrated Bypass | Torque Control System | Soft Starter | Stocked | ATS490C59Y |  | On Request |  | Altivar ATS490 | Torque control original; Integrated bypass; Cybersecure IEC 62443; Modbus TCP / Ethernet IP | - | 1 | Next-gen industrial soft starter | 25
197 | Schneider Electric | Soft Starters (Altistart/Altivar) | ATS490 Soft Starter 660A 355kW | ATS490 ATS490C66Y | Supply: 208-690V 3-Ph | Current: 660A | Power: 355kW | Integrated Bypass | Torque Control System | Soft Starter | Stocked | ATS490C66Y |  | On Request |  | Altivar ATS490 | Torque control original; Integrated bypass; Cybersecure IEC 62443; Modbus TCP / Ethernet IP | - | 1 | Next-gen industrial soft starter | 25
198 | Schneider Electric | Soft Starters (Altistart/Altivar) | ATS490 Soft Starter 790A 400kW | ATS490 ATS490C79Y | Supply: 208-690V 3-Ph | Current: 790A | Power: 400kW | Integrated Bypass | Torque Control System | Soft Starter | Stocked | ATS490C79Y |  | On Request |  | Altivar ATS490 | Torque control original; Integrated bypass; Cybersecure IEC 62443; Modbus TCP / Ethernet IP | - | 1 | Next-gen industrial soft starter | 25
199 | Schneider Electric | Soft Starters (Altistart/Altivar) | ATS490 Soft Starter 1000A 500kW | ATS490 ATS490M10Y | Supply: 208-690V 3-Ph | Current: 1000A | Power: 500kW | Integrated Bypass | Torque Control System | Soft Starter | Stocked | ATS490M10Y |  | On Request |  | Altivar ATS490 | Torque control original; Integrated bypass; Cybersecure IEC 62443; Modbus TCP / Ethernet IP | - | 1 | Next-gen industrial soft starter | 25
200 | Schneider Electric | Soft Starters (Altistart/Altivar) | ATS490 Soft Starter 1200A 630-900kW | ATS490 ATS490M12Y | Supply: 208-690V 3-Ph | Current: 1200A | Power: 630-900kW | Integrated Bypass | Torque Control System | Soft Starter | Stocked | ATS490M12Y |  | On Request |  | Altivar ATS490 | Torque control original; Integrated bypass; Cybersecure IEC 62443; Modbus TCP / Ethernet IP | - | 1 | Next-gen industrial soft starter | 25
201 | Schneider Electric | Plug-in Relays (Harmony) | 1CO 6 Pin Relay Standard cover lockable test button w/o LED 24V DC | RXG RXG11BD | Contacts: 1 CO - 10 A | Control Voltage: 24V DC | Pins: 6-pin / 8-pin | Mounting: Socket Mount | - | Interface Relay | Stocked | RXG11BD |  | 690 |  | Harmony RXG | Fast-on pin terminal; Optional lockable test button; 16mm socket width | RGZE sockets | 10 | Pluggable interface relay | 27
202 | Schneider Electric | Plug-in Relays (Harmony) | 1CO 6 Pin Relay Standard cover lockable test button w/o LED 120V AC | RXG RXG11F7 | Contacts: 1 CO - 10 A | Control Voltage: 120V AC | Pins: 6-pin / 8-pin | Mounting: Socket Mount | - | Interface Relay | Stocked | RXG11F7 |  | 911 |  | Harmony RXG | Fast-on pin terminal; Optional lockable test button; 16mm socket width | RGZE sockets | 10 | Pluggable interface relay | 27
203 | Schneider Electric | Plug-in Relays (Harmony) | 1CO 6 Pin Relay Standard cover lockable test button w/o LED 230V AC | RXG RXG11P7 | Contacts: 1 CO - 10 A | Control Voltage: 230V AC | Pins: 6-pin / 8-pin | Mounting: Socket Mount | - | Interface Relay | Stocked | RXG11P7 |  | 859 |  | Harmony RXG | Fast-on pin terminal; Optional lockable test button; 16mm socket width | RGZE sockets | 10 | Pluggable interface relay | 27
204 | Schneider Electric | Plug-in Relays (Harmony) | 1CO 6 Pin Relay Standard cover lockable test button with LED 24V DC | RXG RXG12BD | Contacts: 1 CO - 10 A | Control Voltage: 24V DC | Pins: 6-pin / 8-pin | Mounting: Socket Mount | - | Interface Relay | Stocked | RXG12BD |  | 779 |  | Harmony RXG | Fast-on pin terminal; Optional lockable test button; 16mm socket width | RGZE sockets | 10 | Pluggable interface relay | 27
205 | Schneider Electric | Plug-in Relays (Harmony) | 1CO 6 Pin Relay Standard cover lockable test button with LED 120V AC | RXG RXG12F7 | Contacts: 1 CO - 10 A | Control Voltage: 120V AC | Pins: 6-pin / 8-pin | Mounting: Socket Mount | - | Interface Relay | Stocked | RXG12F7 |  | 934 |  | Harmony RXG | Fast-on pin terminal; Optional lockable test button; 16mm socket width | RGZE sockets | 10 | Pluggable interface relay | 27
206 | Schneider Electric | Plug-in Relays (Harmony) | 1CO 6 Pin Relay Standard cover lockable test button with LED 230V AC | RXG RXG12P7 | Contacts: 1 CO - 10 A | Control Voltage: 230V AC | Pins: 6-pin / 8-pin | Mounting: Socket Mount | - | Interface Relay | Stocked | RXG12P7 |  | 934 |  | Harmony RXG | Fast-on pin terminal; Optional lockable test button; 16mm socket width | RGZE sockets | 10 | Pluggable interface relay | 27
207 | Schneider Electric | Plug-in Relays (Harmony) | 2CO 8 Pin Relay Standard cover lockable test button w/o LED 24V DC | RXG RXG21BD | Contacts: 2 CO - 5 A | Control Voltage: 24V DC | Pins: 6-pin / 8-pin | Mounting: Socket Mount | - | Interface Relay | Stocked | RXG21BD |  | 778 |  | Harmony RXG | Fast-on pin terminal; Optional lockable test button; 16mm socket width | RGZE sockets | 10 | Pluggable interface relay | 27
208 | Schneider Electric | Plug-in Relays (Harmony) | 2CO 8 Pin Relay Standard cover lockable test button w/o LED 120V AC | RXG RXG21F7 | Contacts: 2 CO - 5 A | Control Voltage: 120V AC | Pins: 6-pin / 8-pin | Mounting: Socket Mount | - | Interface Relay | Stocked | RXG21F7 |  | 944 |  | Harmony RXG | Fast-on pin terminal; Optional lockable test button; 16mm socket width | RGZE sockets | 10 | Pluggable interface relay | 27
209 | Schneider Electric | Plug-in Relays (Harmony) | 2CO 8 Pin Relay Standard cover lockable test button w/o LED 230V AC | RXG RXG21P7 | Contacts: 2 CO - 5 A | Control Voltage: 230V AC | Pins: 6-pin / 8-pin | Mounting: Socket Mount | - | Interface Relay | Stocked | RXG21P7 |  | 926 |  | Harmony RXG | Fast-on pin terminal; Optional lockable test button; 16mm socket width | RGZE sockets | 10 | Pluggable interface relay | 27
210 | Schneider Electric | Plug-in Relays (Harmony) | 2CO 8 Pin Relay Standard cover lockable test button with LED 24V DC | RXG RXG22BD | Contacts: 2 CO - 5 A | Control Voltage: 24V DC | Pins: 6-pin / 8-pin | Mounting: Socket Mount | - | Interface Relay | Stocked | RXG22BD |  | 865 |  | Harmony RXG | Fast-on pin terminal; Optional lockable test button; 16mm socket width | RGZE sockets | 10 | Pluggable interface relay | 27
211 | Schneider Electric | Plug-in Relays (Harmony) | 2CO 8 Pin Relay Standard cover lockable test button with LED 120V AC | RXG RXG22F7 | Contacts: 2 CO - 5 A | Control Voltage: 120V AC | Pins: 6-pin / 8-pin | Mounting: Socket Mount | - | Interface Relay | Stocked | RXG22F7 |  | 1040 |  | Harmony RXG | Fast-on pin terminal; Optional lockable test button; 16mm socket width | RGZE sockets | 10 | Pluggable interface relay | 27
212 | Schneider Electric | Plug-in Relays (Harmony) | 2CO 8 Pin Relay Standard cover lockable test button with LED 230V AC | RXG RXG22P7 | Contacts: 2 CO - 5 A | Control Voltage: 230V AC | Pins: 6-pin / 8-pin | Mounting: Socket Mount | - | Interface Relay | Stocked | RXG22P7 |  | 1040 |  | Harmony RXG | Fast-on pin terminal; Optional lockable test button; 16mm socket width | RGZE sockets | 10 | Pluggable interface relay | 27
213 | Schneider Electric | Plug-in Relays (Harmony) | Socket for Relay RXG1, screw clamp | RXG RGZE1S35M | Contacts: Socket RXG1 | Control Voltage: - | Pins: 6-pin / 8-pin | Mounting: Socket Mount | - | Interface Relay | Stocked | RGZE1S35M |  | 427 |  | Harmony RXG | Fast-on pin terminal; Optional lockable test button; 16mm socket width | RGZE sockets | 1 | Pluggable interface relay | 27
214 | Schneider Electric | Plug-in Relays (Harmony) | Socket for Relay RXG2, screw clamp | RXG RGZE1S48M | Contacts: Socket RXG2 | Control Voltage: - | Pins: 6-pin / 8-pin | Mounting: Socket Mount | - | Interface Relay | Stocked | RGZE1S48M |  | 472 |  | Harmony RXG | Fast-on pin terminal; Optional lockable test button; 16mm socket width | RGZE sockets | 1 | Pluggable interface relay | 27
215 | Schneider Electric | Plug-in Relays (Harmony) | 1CO 6 Pin Relay Standard (without Test button) with LED 24V DC | RXG RXG16BD | Contacts: 1 CO - 10 A | Control Voltage: 24V DC | Pins: 6-pin / 8-pin | Mounting: Socket Mount | - | Interface Relay | Stocked | RXG16BD |  | 347 |  | Harmony RXG | Fast-on pin terminal; Optional lockable test button; 16mm socket width | RGZE sockets | 10 | Pluggable interface relay | 27
216 | Schneider Electric | Plug-in Relays (Harmony) | 1CO 6 Pin Relay Standard (without Test button) with LED 230V AC | RXG RXG16P7 | Contacts: 1 CO - 10 A | Control Voltage: 230V AC | Pins: 6-pin / 8-pin | Mounting: Socket Mount | - | Interface Relay | Stocked | RXG16P7 |  | 415 |  | Harmony RXG | Fast-on pin terminal; Optional lockable test button; 16mm socket width | RGZE sockets | 10 | Pluggable interface relay | 27
217 | Schneider Electric | Plug-in Relays (Harmony) | 1CO 6 Pin Relay Standard (without Test button) w/o LED 24V DC | RXG RXG18BD | Contacts: 1 CO - 10 A | Control Voltage: 24V DC | Pins: 6-pin / 8-pin | Mounting: Socket Mount | - | Interface Relay | Stocked | RXG18BD |  | 311 |  | Harmony RXG | Fast-on pin terminal; Optional lockable test button; 16mm socket width | RGZE sockets | 10 | Pluggable interface relay | 27
218 | Schneider Electric | Plug-in Relays (Harmony) | 1CO 6 Pin Relay Standard (without Test button) w/o LED 230V AC | RXG RXG18P7 | Contacts: 1 CO - 10 A | Control Voltage: 230V AC | Pins: 6-pin / 8-pin | Mounting: Socket Mount | - | Interface Relay | Stocked | RXG18P7 |  | 374 |  | Harmony RXG | Fast-on pin terminal; Optional lockable test button; 16mm socket width | RGZE sockets | 10 | Pluggable interface relay | 27
219 | Schneider Electric | Plug-in Relays (Harmony) | Socket for Easy Harmony RXG1 | RXG RGZE05E | Contacts: Socket RXG1 | Control Voltage: - | Pins: 6-pin / 8-pin | Mounting: Socket Mount | - | Interface Relay | Stocked | RGZE05E |  | 173 |  | Harmony RXG | Fast-on pin terminal; Optional lockable test button; 16mm socket width | RGZE sockets | 1 | Pluggable interface relay | 27
220 | Schneider Electric | Plug-in Relays (Harmony) | 2CO 8 Pin Relay Basic cover (without Test button) with LED 24V DC | RXG RXG26BD | Contacts: 2 CO - 5 A | Control Voltage: 24V DC | Pins: 6-pin / 8-pin | Mounting: Socket Mount | - | Interface Relay | Stocked | RXG26BD |  | 415 |  | Harmony RXG | Fast-on pin terminal; Optional lockable test button; 16mm socket width | RGZE sockets | 10 | Pluggable interface relay | 27
221 | Schneider Electric | Plug-in Relays (Harmony) | 2CO 8 Pin Relay Basic cover (without Test button) with LED 230V AC | RXG RXG26P7 | Contacts: 2 CO - 5 A | Control Voltage: 230V AC | Pins: 6-pin / 8-pin | Mounting: Socket Mount | - | Interface Relay | Stocked | RXG26P7 |  | 461 |  | Harmony RXG | Fast-on pin terminal; Optional lockable test button; 16mm socket width | RGZE sockets | 10 | Pluggable interface relay | 27
222 | Schneider Electric | Plug-in Relays (Harmony) | 2CO 8 Pin Relay Basic cover (without Test button) w/o LED 24V DC | RXG RXG28BD | Contacts: 2 CO - 5 A | Control Voltage: 24V DC | Pins: 6-pin / 8-pin | Mounting: Socket Mount | - | Interface Relay | Stocked | RXG28BD |  | 374 |  | Harmony RXG | Fast-on pin terminal; Optional lockable test button; 16mm socket width | RGZE sockets | 10 | Pluggable interface relay | 27
223 | Schneider Electric | Plug-in Relays (Harmony) | 2CO 8 Pin Relay Basic cover (without Test button) w/o LED 230V AC | RXG RXG28P7 | Contacts: 2 CO - 5 A | Control Voltage: 230V AC | Pins: 6-pin / 8-pin | Mounting: Socket Mount | - | Interface Relay | Stocked | RXG28P7 |  | 415 |  | Harmony RXG | Fast-on pin terminal; Optional lockable test button; 16mm socket width | RGZE sockets | 10 | Pluggable interface relay | 27
224 | Schneider Electric | Plug-in Relays (Harmony) | Socket for Easy Harmony RXG2 | RXG RGZE08E | Contacts: Socket RXG2 | Control Voltage: - | Pins: 6-pin / 8-pin | Mounting: Socket Mount | - | Interface Relay | Stocked | RGZE08E |  | 191 |  | Harmony RXG | Fast-on pin terminal; Optional lockable test button; 16mm socket width | RGZE sockets | 1 | Pluggable interface relay | 27
225 | Schneider Electric | Plug-in Relays (Harmony) | 2 CO 8 Pin relay w/o test button w/o LED 24V DC | RXM RXM2LB1BD | Contacts: 2 CO - 5 A | Control Voltage: 24V DC | Series: RXM-L | Mounting: Plug-in | - | Miniature Relay | Stocked | RXM2LB1BD |  | 503 |  | Harmony RXM | Mechanical indicator; Power on LED; Socket for DIN rail / panel mounting | RXZE sockets | 10 | Standard miniature relay | 28
226 | Schneider Electric | Plug-in Relays (Harmony) | 2 CO 8 Pin relay w/o test button w/o LED 24V AC | RXM RXM2LB1B7 | Contacts: 2 CO - 5 A | Control Voltage: 24V AC | Series: RXM-L | Mounting: Plug-in | - | Miniature Relay | Stocked | RXM2LB1B7 |  | 526 |  | Harmony RXM | Mechanical indicator; Power on LED; Socket for DIN rail / panel mounting | RXZE sockets | 10 | Standard miniature relay | 28
227 | Schneider Electric | Plug-in Relays (Harmony) | 2 CO 8 Pin relay w/o test button w/o LED 120V AC | RXM RXM2LB1F7 | Contacts: 2 CO - 5 A | Control Voltage: 120V AC | Series: RXM-L | Mounting: Plug-in | - | Miniature Relay | Stocked | RXM2LB1F7 |  | 526 |  | Harmony RXM | Mechanical indicator; Power on LED; Socket for DIN rail / panel mounting | RXZE sockets | 10 | Standard miniature relay | 28
228 | Schneider Electric | Plug-in Relays (Harmony) | 2 CO 8 Pin relay w/o test button w/o LED 230V AC | RXM RXM2LB1P7 | Contacts: 2 CO - 5 A | Control Voltage: 230V AC | Series: RXM-L | Mounting: Plug-in | - | Miniature Relay | Stocked | RXM2LB1P7 |  | 515 |  | Harmony RXM | Mechanical indicator; Power on LED; Socket for DIN rail / panel mounting | RXZE sockets | 10 | Standard miniature relay | 28
229 | Schneider Electric | Plug-in Relays (Harmony) | 2 CO 8 Pin relay w/o test button with LED 24V DC | RXM RXM2LB2BD | Contacts: 2 CO - 5 A | Control Voltage: 24V DC | Series: RXM-L | Mounting: Plug-in | - | Miniature Relay | Stocked | RXM2LB2BD |  | 541 |  | Harmony RXM | Mechanical indicator; Power on LED; Socket for DIN rail / panel mounting | RXZE sockets | 10 | Standard miniature relay | 28
230 | Schneider Electric | Plug-in Relays (Harmony) | 2 CO 8 Pin relay w/o test button with LED 48V DC | RXM RXM2LB2ED | Contacts: 2 CO - 5 A | Control Voltage: 48V DC | Series: RXM-L | Mounting: Plug-in | - | Miniature Relay | Stocked | RXM2LB2ED |  | 581 |  | Harmony RXM | Mechanical indicator; Power on LED; Socket for DIN rail / panel mounting | RXZE sockets | 10 | Standard miniature relay | 28
231 | Schneider Electric | Plug-in Relays (Harmony) | 2 CO 8 Pin relay w/o test button with LED 24V AC | RXM RXM2LB2B7 | Contacts: 2 CO - 5 A | Control Voltage: 24V AC | Series: RXM-L | Mounting: Plug-in | - | Miniature Relay | Stocked | RXM2LB2B7 |  | 581 |  | Harmony RXM | Mechanical indicator; Power on LED; Socket for DIN rail / panel mounting | RXZE sockets | 10 | Standard miniature relay | 28
232 | Schneider Electric | Plug-in Relays (Harmony) | 2 CO 8 Pin relay w/o test button with LED 120V AC | RXM RXM2LB2F7 | Contacts: 2 CO - 5 A | Control Voltage: 120V AC | Series: RXM-L | Mounting: Plug-in | - | Miniature Relay | Stocked | RXM2LB2F7 |  | 581 |  | Harmony RXM | Mechanical indicator; Power on LED; Socket for DIN rail / panel mounting | RXZE sockets | 10 | Standard miniature relay | 28
233 | Schneider Electric | Plug-in Relays (Harmony) | 2 CO 8 Pin relay w/o test button with LED 230V AC | RXM RXM2LB2P7 | Contacts: 2 CO - 5 A | Control Voltage: 230V AC | Series: RXM-L | Mounting: Plug-in | - | Miniature Relay | Stocked | RXM2LB2P7 |  | 541 |  | Harmony RXM | Mechanical indicator; Power on LED; Socket for DIN rail / panel mounting | RXZE sockets | 10 | Standard miniature relay | 28
234 | Schneider Electric | Plug-in Relays (Harmony) | 4 CO 14 Pin relay w/o test button w/o LED 12V DC | RXM RXM4LB1JD | Contacts: 4 CO - 3 A | Control Voltage: 12V DC | Series: RXM-L | Mounting: Plug-in | - | Miniature Relay | Stocked | RXM4LB1JD |  | 712 |  | Harmony RXM | Mechanical indicator; Power on LED; Socket for DIN rail / panel mounting | RXZE sockets | 10 | Standard miniature relay | 28
235 | Schneider Electric | Plug-in Relays (Harmony) | 4 CO 14 Pin relay w/o test button w/o LED 24V DC | RXM RXM4LB1BD | Contacts: 4 CO - 3 A | Control Voltage: 24V DC | Series: RXM-L | Mounting: Plug-in | - | Miniature Relay | Stocked | RXM4LB1BD |  | 581 |  | Harmony RXM | Mechanical indicator; Power on LED; Socket for DIN rail / panel mounting | RXZE sockets | 10 | Standard miniature relay | 28
236 | Schneider Electric | Plug-in Relays (Harmony) | 4 CO 14 Pin relay w/o test button w/o LED 24V AC | RXM RXM4LB1B7 | Contacts: 4 CO - 3 A | Control Voltage: 24V AC | Series: RXM-L | Mounting: Plug-in | - | Miniature Relay | Stocked | RXM4LB1B7 |  | 639 |  | Harmony RXM | Mechanical indicator; Power on LED; Socket for DIN rail / panel mounting | RXZE sockets | 10 | Standard miniature relay | 28
237 | Schneider Electric | Plug-in Relays (Harmony) | 4 CO 14 Pin relay w/o test button w/o LED 230V AC | RXM RXM4LB1P7 | Contacts: 4 CO - 3 A | Control Voltage: 230V AC | Series: RXM-L | Mounting: Plug-in | - | Miniature Relay | Stocked | RXM4LB1P7 |  | 581 |  | Harmony RXM | Mechanical indicator; Power on LED; Socket for DIN rail / panel mounting | RXZE sockets | 10 | Standard miniature relay | 28
238 | Schneider Electric | Plug-in Relays (Harmony) | 4 CO 14 Pin relay w/o test button with LED 12V DC | RXM RXM4LB2JD | Contacts: 4 CO - 3 A | Control Voltage: 12V DC | Series: RXM-L | Mounting: Plug-in | - | Miniature Relay | Stocked | RXM4LB2JD |  | 655 |  | Harmony RXM | Mechanical indicator; Power on LED; Socket for DIN rail / panel mounting | RXZE sockets | 10 | Standard miniature relay | 28
239 | Schneider Electric | Plug-in Relays (Harmony) | 4 CO 14 Pin relay w/o test button with LED 24V DC | RXM RXM4LB2BD | Contacts: 4 CO - 3 A | Control Voltage: 24V DC | Series: RXM-L | Mounting: Plug-in | - | Miniature Relay | Stocked | RXM4LB2BD |  | 613 |  | Harmony RXM | Mechanical indicator; Power on LED; Socket for DIN rail / panel mounting | RXZE sockets | 10 | Standard miniature relay | 28
240 | Schneider Electric | Plug-in Relays (Harmony) | 4 CO 14 Pin relay w/o test button with LED 48V DC | RXM RXM4LB2ED | Contacts: 4 CO - 3 A | Control Voltage: 48V DC | Series: RXM-L | Mounting: Plug-in | - | Miniature Relay | Stocked | RXM4LB2ED |  | 655 |  | Harmony RXM | Mechanical indicator; Power on LED; Socket for DIN rail / panel mounting | RXZE sockets | 10 | Standard miniature relay | 28
241 | Schneider Electric | Plug-in Relays (Harmony) | 4 CO 14 Pin relay w/o test button with LED 24V AC | RXM RXM4LB2B7 | Contacts: 4 CO - 3 A | Control Voltage: 24V AC | Series: RXM-L | Mounting: Plug-in | - | Miniature Relay | Stocked | RXM4LB2B7 |  | 655 |  | Harmony RXM | Mechanical indicator; Power on LED; Socket for DIN rail / panel mounting | RXZE sockets | 10 | Standard miniature relay | 28
242 | Schneider Electric | Plug-in Relays (Harmony) | 4 CO 14 Pin relay w/o test button with LED 120V AC | RXM RXM4LB2F7 | Contacts: 4 CO - 3 A | Control Voltage: 120V AC | Series: RXM-L | Mounting: Plug-in | - | Miniature Relay | Stocked | RXM4LB2F7 |  | 655 |  | Harmony RXM | Mechanical indicator; Power on LED; Socket for DIN rail / panel mounting | RXZE sockets | 10 | Standard miniature relay | 28
243 | Schneider Electric | Plug-in Relays (Harmony) | 4 CO 14 Pin relay w/o test button with LED 230V AC | RXM RXM4LB2P7 | Contacts: 4 CO - 3 A | Control Voltage: 230V AC | Series: RXM-L | Mounting: Plug-in | - | Miniature Relay | Stocked | RXM4LB2P7 |  | 613 |  | Harmony RXM | Mechanical indicator; Power on LED; Socket for DIN rail / panel mounting | RXZE sockets | 10 | Standard miniature relay | 28
244 | Schneider Electric | Plug-in Relays (Harmony) | Mixed screw clamp terminal for RXM2L range | RXM RXZE1M2C | Contacts: Socket 2CO | Control Voltage: - | Series: RXM-L | Mounting: Plug-in | - | Miniature Relay | Stocked | RXZE1M2C |  | 255 |  | Harmony RXM | Mechanical indicator; Power on LED; Socket for DIN rail / panel mounting | RXZE sockets | 1 | Standard miniature relay | 28
245 | Schneider Electric | Plug-in Relays (Harmony) | Mixed screw clamp terminal for RXM4L range | RXM RXZE1M4C | Contacts: Socket 4CO | Control Voltage: - | Series: RXM-L | Mounting: Plug-in | - | Miniature Relay | Stocked | RXZE1M4C |  | 324 |  | Harmony RXM | Mechanical indicator; Power on LED; Socket for DIN rail / panel mounting | RXZE sockets | 1 | Standard miniature relay | 28
246 | Schneider Electric | Plug-in Relays (Harmony) | Metal clamp for RXZE1M2C | RXM RXZ420 | Contacts: Clamp | Control Voltage: - | Series: RXM-L | Mounting: Plug-in | - | Miniature Relay | Stocked | RXZ420 |  | 61 |  | Harmony RXM | Mechanical indicator; Power on LED; Socket for DIN rail / panel mounting | RXZE sockets | 1 | Standard miniature relay | 28
247 | Schneider Electric | Plug-in Relays (Harmony) | 1 CO 15A Power Relay with LED 24V DC | RPM RPM12BD | Contacts: 1 CO - 15 A | Control Voltage: 24V DC | Rating: 15A | Mounting: Socket | - | Power Relay | Stocked | RPM12BD |  | 1080 |  | Harmony RPM | High breaking current 15A; LED status indication; Pluggable socket connection | RPZF sockets | 10 | Heavy duty 15A relay | 29
248 | Schneider Electric | Plug-in Relays (Harmony) | 2 CO 15A Power Relay with LED 24V DC | RPM RPM22BD | Contacts: 2 CO - 15 A | Control Voltage: 24V DC | Rating: 15A | Mounting: Socket | - | Power Relay | Stocked | RPM22BD |  | 1434 |  | Harmony RPM | High breaking current 15A; LED status indication; Pluggable socket connection | RPZF sockets | 10 | Heavy duty 15A relay | 29
249 | Schneider Electric | Plug-in Relays (Harmony) | 2 CO 15A Power Relay with LED 120V AC | RPM RPM22F7 | Contacts: 2 CO - 15 A | Control Voltage: 120V AC | Rating: 15A | Mounting: Socket | - | Power Relay | Stocked | RPM22F7 |  | 1927 |  | Harmony RPM | High breaking current 15A; LED status indication; Pluggable socket connection | RPZF sockets | 10 | Heavy duty 15A relay | 29
250 | Schneider Electric | Plug-in Relays (Harmony) | 2 CO 15A Power Relay with LED 230V AC | RPM RPM22P7 | Contacts: 2 CO - 15 A | Control Voltage: 230V AC | Rating: 15A | Mounting: Socket | - | Power Relay | Stocked | RPM22P7 |  | 1616 |  | Harmony RPM | High breaking current 15A; LED status indication; Pluggable socket connection | RPZF sockets | 10 | Heavy duty 15A relay | 29
251 | Schneider Electric | Plug-in Relays (Harmony) | 3 CO 15A Power Relay with LED 24V DC | RPM RPM32BD | Contacts: 3 CO - 15 A | Control Voltage: 24V DC | Rating: 15A | Mounting: Socket | - | Power Relay | Stocked | RPM32BD |  | 1824 |  | Harmony RPM | High breaking current 15A; LED status indication; Pluggable socket connection | RPZF sockets | 10 | Heavy duty 15A relay | 29
252 | Schneider Electric | Plug-in Relays (Harmony) | 3 CO 15A Power Relay with LED 230V AC | RPM RPM32P7 | Contacts: 3 CO - 15 A | Control Voltage: 230V AC | Rating: 15A | Mounting: Socket | - | Power Relay | Stocked | RPM32P7 |  | 1862 |  | Harmony RPM | High breaking current 15A; LED status indication; Pluggable socket connection | RPZF sockets | 10 | Heavy duty 15A relay | 29
253 | Schneider Electric | Plug-in Relays (Harmony) | 4 CO 15A Power Relay with LED 24V DC | RPM RPM42BD | Contacts: 4 CO - 15 A | Control Voltage: 24V DC | Rating: 15A | Mounting: Socket | - | Power Relay | Stocked | RPM42BD |  | 1754 |  | Harmony RPM | High breaking current 15A; LED status indication; Pluggable socket connection | RPZF sockets | 10 | Heavy duty 15A relay | 29
254 | Schneider Electric | Plug-in Relays (Harmony) | 4 CO 15A Power Relay with LED 110V DC | RPM RPM42FD | Contacts: 4 CO - 15 A | Control Voltage: 110V DC | Rating: 15A | Mounting: Socket | - | Power Relay | Stocked | RPM42FD |  | 1901 |  | Harmony RPM | High breaking current 15A; LED status indication; Pluggable socket connection | RPZF sockets | 10 | Heavy duty 15A relay | 29
255 | Schneider Electric | Plug-in Relays (Harmony) | 4 CO 15A Power Relay with LED 24V AC | RPM RPM42B7 | Contacts: 4 CO - 15 A | Control Voltage: 24V AC | Rating: 15A | Mounting: Socket | - | Power Relay | Stocked | RPM42B7 |  | 1734 |  | Harmony RPM | High breaking current 15A; LED status indication; Pluggable socket connection | RPZF sockets | 10 | Heavy duty 15A relay | 29
256 | Schneider Electric | Plug-in Relays (Harmony) | 4 CO 15A Power Relay with LED 110V AC | RPM RPM42F7 | Contacts: 4 CO - 15 A | Control Voltage: 110V AC | Rating: 15A | Mounting: Socket | - | Power Relay | Stocked | RPM42F7 |  | 1947 |  | Harmony RPM | High breaking current 15A; LED status indication; Pluggable socket connection | RPZF sockets | 10 | Heavy duty 15A relay | 29
257 | Schneider Electric | Plug-in Relays (Harmony) | 4 CO 15A Power Relay with LED 230V AC | RPM RPM42P7 | Contacts: 4 CO - 15 A | Control Voltage: 230V AC | Rating: 15A | Mounting: Socket | - | Power Relay | Stocked | RPM42P7 |  | 1723 |  | Harmony RPM | High breaking current 15A; LED status indication; Pluggable socket connection | RPZF sockets | 10 | Heavy duty 15A relay | 29
258 | Schneider Electric | Plug-in Relays (Harmony) | Mixed Screw Clamp socket for RPM1 | RPM RPZF1 | Contacts: Socket 1CO | Control Voltage: - | Rating: 15A | Mounting: Socket | - | Power Relay | Stocked | RPZF1 |  | 694 |  | Harmony RPM | High breaking current 15A; LED status indication; Pluggable socket connection | RPZF sockets | 1 | Heavy duty 15A relay | 29
259 | Schneider Electric | Plug-in Relays (Harmony) | Mixed Screw Clamp socket for RPM2 | RPM RPZF2 | Contacts: Socket 2CO | Control Voltage: - | Rating: 15A | Mounting: Socket | - | Power Relay | Stocked | RPZF2 |  | 698 |  | Harmony RPM | High breaking current 15A; LED status indication; Pluggable socket connection | RPZF sockets | 1 | Heavy duty 15A relay | 29
260 | Schneider Electric | Plug-in Relays (Harmony) | Mixed Screw Clamp socket for RPM3 | RPM RPZF3 | Contacts: Socket 3CO | Control Voltage: - | Rating: 15A | Mounting: Socket | - | Power Relay | Stocked | RPZF3 |  | 1232 |  | Harmony RPM | High breaking current 15A; LED status indication; Pluggable socket connection | RPZF sockets | 1 | Heavy duty 15A relay | 29
261 | Schneider Electric | Plug-in Relays (Harmony) | Mixed Screw Clamp socket for RPM4 | RPM RPZF4 | Contacts: Socket 4CO | Control Voltage: - | Rating: 15A | Mounting: Socket | - | Power Relay | Stocked | RPZF4 |  | 1191 |  | Harmony RPM | High breaking current 15A; LED status indication; Pluggable socket connection | RPZF sockets | 1 | Heavy duty 15A relay | 29
262 | Schneider Electric | Plug-in Relays (Harmony) | Metal maintaining clamp for relay socket RPZF1 | RPM RPZR235 | Contacts: Clamp | Control Voltage: - | Rating: 15A | Mounting: Socket | - | Power Relay | Stocked | RPZR235 |  | 186 |  | Harmony RPM | High breaking current 15A; LED status indication; Pluggable socket connection | RPZF sockets | 1 | Heavy duty 15A relay | 29
263 | Schneider Electric | Timing & Control Relays (Harmony) | MultiFunction Timer 24V DC, 24-240V AC 1s-100h 1 CO | Relay RE10RMMU | Supply: 24V DC / 24-240V AC | Range: 1s - 100h | Output: 1 CO | Mounting: DIN Rail 17.5mm / 22.5mm | Status: LED Indication | Timing / Control Relay | Stocked | RE10RMMU |  | 2602 |  | Harmony Timers & Monitoring | Multi-voltage input; Wide timing range; High reliability electronic control | - | 1 | Modular control & timer | 31
264 | Schneider Electric | Timing & Control Relays (Harmony) | On Delay Timer 24-240V AC/DC 0.1s-100h 1 CO SS | Relay RE17LAMW | Supply: 24-240V AC/DC | Range: 0.1s - 100h | Output: 1 CO Solid State | Mounting: DIN Rail 17.5mm / 22.5mm | Status: LED Indication | Timing / Control Relay | Stocked | RE17LAMW |  | 3394 |  | Harmony Timers & Monitoring | Multi-voltage input; Wide timing range; High reliability electronic control | - | 1 | Modular control & timer | 31
265 | Schneider Electric | Timing & Control Relays (Harmony) | Off Delay Timer 24-240V AC 1s-100h 1 CO SS | Relay RE17LCBM | Supply: 24-240V AC | Range: 1s - 100h | Output: 1 CO Solid State | Mounting: DIN Rail 17.5mm / 22.5mm | Status: LED Indication | Timing / Control Relay | Stocked | RE17LCBM |  | 3969 |  | Harmony Timers & Monitoring | Multi-voltage input; Wide timing range; High reliability electronic control | - | 1 | Modular control & timer | 31
266 | Schneider Electric | Timing & Control Relays (Harmony) | On Delay Timer 24V DC / 24-240V AC 1s-100h 1 CO | Relay RE17RAMU | Supply: 24V DC / 24-240V AC | Range: 1s - 100h | Output: 1 CO | Mounting: DIN Rail 17.5mm / 22.5mm | Status: LED Indication | Timing / Control Relay | Stocked | RE17RAMU |  | 3184 |  | Harmony Timers & Monitoring | Multi-voltage input; Wide timing range; High reliability electronic control | - | 1 | Modular control & timer | 31
267 | Schneider Electric | Timing & Control Relays (Harmony) | Multifunction Timer 24V DC / 24-240V AC 1s-100h 1 CO | Relay RE17RMMU | Supply: 24V DC / 24-240V AC | Range: 1s - 100h | Output: 1 CO | Mounting: DIN Rail 17.5mm / 22.5mm | Status: LED Indication | Timing / Control Relay | Stocked | RE17RMMU |  | 4093 |  | Harmony Timers & Monitoring | Multi-voltage input; Wide timing range; High reliability electronic control | - | 1 | Modular control & timer | 31
268 | Schneider Electric | Timing & Control Relays (Harmony) | Multifunction Timer 12-240V AC/DC 0.1s-100h 1 CO | Relay RE17RMMW | Supply: 12-240V AC/DC | Range: 0.1s - 100h | Output: 1 CO | Mounting: DIN Rail 17.5mm / 22.5mm | Status: LED Indication | Timing / Control Relay | Stocked | RE17RMMW |  | 4559 |  | Harmony Timers & Monitoring | Multi-voltage input; Wide timing range; High reliability electronic control | - | 1 | Modular control & timer | 31
269 | Schneider Electric | Timing & Control Relays (Harmony) | On Delay Timer 24-240V AC/DC 0.05s-300h 1 CO | Relay RE22R1AMR | Supply: 24-240V AC/DC | Range: 0.05s - 300h | Output: 1 CO | Mounting: DIN Rail 17.5mm / 22.5mm | Status: LED Indication | Timing / Control Relay | Stocked | RE22R1AMR |  | 5873 |  | Harmony Timers & Monitoring | Multi-voltage input; Wide timing range; High reliability electronic control | - | 1 | Modular control & timer | 31
270 | Schneider Electric | Timing & Control Relays (Harmony) | Off Delay Timer 24-240V AC/DC 0.05s-300h 1 CO | Relay RE22R1CMR | Supply: 24-240V AC/DC | Range: 0.05s - 300h | Output: 1 CO | Mounting: DIN Rail 17.5mm / 22.5mm | Status: LED Indication | Timing / Control Relay | Stocked | RE22R1CMR |  | 11161 |  | Harmony Timers & Monitoring | Multi-voltage input; Wide timing range; High reliability electronic control | - | 1 | Modular control & timer | 31
271 | Schneider Electric | Timing & Control Relays (Harmony) | Multifunction Timer 24-240V AC/DC 0.05s-300h 1 CO | Relay RE22R1MYMR | Supply: 24-240V AC/DC | Range: 0.05s - 300h | Output: 1 CO | Mounting: DIN Rail 17.5mm / 22.5mm | Status: LED Indication | Timing / Control Relay | Stocked | RE22R1MYMR |  | 8984 |  | Harmony Timers & Monitoring | Multi-voltage input; Wide timing range; High reliability electronic control | - | 1 | Modular control & timer | 31
272 | Schneider Electric | Timing & Control Relays (Harmony) | On Delay Timer 24-240V AC/DC 0.05s-300h 2 CO | Relay RE22R2AMR | Supply: 24-240V AC/DC | Range: 0.05s - 300h | Output: 2 CO | Mounting: DIN Rail 17.5mm / 22.5mm | Status: LED Indication | Timing / Control Relay | Stocked | RE22R2AMR |  | 11276 |  | Harmony Timers & Monitoring | Multi-voltage input; Wide timing range; High reliability electronic control | - | 1 | Modular control & timer | 31
273 | Schneider Electric | Timing & Control Relays (Harmony) | Multifunction Timer 24-240V AC/DC 0.05s-300h 2 CO | Relay RE22R2MYMR | Supply: 24-240V AC/DC | Range: 0.05s - 300h | Output: 2 CO | Mounting: DIN Rail 17.5mm / 22.5mm | Status: LED Indication | Timing / Control Relay | Stocked | RE22R2MYMR |  | 18103 |  | Harmony Timers & Monitoring | Multi-voltage input; Wide timing range; High reliability electronic control | - | 1 | Modular control & timer | 31
274 | Schneider Electric | Timing & Control Relays (Harmony) | 3 Phase Multifunction Control Relay 208-480V AC 1 CO | Relay RM10TE00 | Supply: 208-480V AC | Range: Self Powered | Output: 1 CO | Mounting: DIN Rail 17.5mm / 22.5mm | Status: LED Indication | Timing / Control Relay | Stocked | RM10TE00 |  | 3821 |  | Harmony Timers & Monitoring | Multi-voltage input; Wide timing range; High reliability electronic control | - | 1 | Modular control & timer | 31
275 | Schneider Electric | Timing & Control Relays (Harmony) | 3 Phase loss / Phase sequence Control Relay 208-480V AC 1 CO | Relay RM17TG00 | Supply: 208-480V AC | Range: Self Powered | Output: 1 CO | Mounting: DIN Rail 17.5mm / 22.5mm | Status: LED Indication | Timing / Control Relay | Stocked | RM17TG00 |  | 16985 |  | Harmony Timers & Monitoring | Multi-voltage input; Wide timing range; High reliability electronic control | - | 1 | Modular control & timer | 31
276 | Schneider Electric | Timing & Control Relays (Harmony) | 3 Phase loss / Phase sequence Control Relay 208-440V AC 2 CO | Relay RM17TG20 | Supply: 208-440V AC | Range: Self Powered | Output: 2 CO | Mounting: DIN Rail 17.5mm / 22.5mm | Status: LED Indication | Timing / Control Relay | Stocked | RM17TG20 |  | 4540 |  | Harmony Timers & Monitoring | Multi-voltage input; Wide timing range; High reliability electronic control | - | 1 | Modular control & timer | 31
277 | Schneider Electric | Timing & Control Relays (Harmony) | Phase Sequence, Loss, Undervoltage Relay 208-480V AC 1 CO | Relay RM17TU00 | Supply: 208-480V AC | Range: Self Powered | Output: 1 CO | Mounting: DIN Rail 17.5mm / 22.5mm | Status: LED Indication | Timing / Control Relay | Stocked | RM17TU00 |  | 9128 |  | Harmony Timers & Monitoring | Multi-voltage input; Wide timing range; High reliability electronic control | - | 1 | Modular control & timer | 31
278 | Schneider Electric | Timing & Control Relays (Harmony) | Phase Sequence, Loss, Asymmetry Relay 208-480V AC 1 CO | Relay RM17TA00 | Supply: 208-480V AC | Range: Self Powered | Output: 1 CO | Mounting: DIN Rail 17.5mm / 22.5mm | Status: LED Indication | Timing / Control Relay | Stocked | RM17TA00 |  | 11154 |  | Harmony Timers & Monitoring | Multi-voltage input; Wide timing range; High reliability electronic control | - | 1 | Modular control & timer | 31
279 | Schneider Electric | Timing & Control Relays (Harmony) | Multifunction 3 Phase Control Relay 208-480V AC 1 CO | Relay RM17TE00 | Supply: 208-480V AC | Range: Self Powered | Output: 1 CO | Mounting: DIN Rail 17.5mm / 22.5mm | Status: LED Indication | Timing / Control Relay | Stocked | RM17TE00 |  | 29117 |  | Harmony Timers & Monitoring | Multi-voltage input; Wide timing range; High reliability electronic control | - | 1 | Modular control & timer | 31
280 | Schneider Electric | Timing & Control Relays (Harmony) | Phase loss / Phase sequence Relay 208-480V AC 2 CO | Relay RM22TG20 | Supply: 208-480V AC | Range: Self Powered | Output: 2 CO | Mounting: DIN Rail 17.5mm / 22.5mm | Status: LED Indication | Timing / Control Relay | Stocked | RM22TG20 |  | 6908 |  | Harmony Timers & Monitoring | Multi-voltage input; Wide timing range; High reliability electronic control | - | 1 | Modular control & timer | 31
281 | Schneider Electric | Timing & Control Relays (Harmony) | Phase Sequence, Loss, Undervoltage Relay 208-480V AC 2 CO | Relay RM22TU23 | Supply: 208-480V AC | Range: Self Powered | Output: 2 CO | Mounting: DIN Rail 17.5mm / 22.5mm | Status: LED Indication | Timing / Control Relay | Stocked | RM22TU23 |  | 9147 |  | Harmony Timers & Monitoring | Multi-voltage input; Wide timing range; High reliability electronic control | - | 1 | Modular control & timer | 31
282 | Schneider Electric | Timing & Control Relays (Harmony) | Under or Overvoltage Relay 24-240V AC 1-100V AC/DC 2 CO | Relay RM22UA32MR | Supply: 24-240V AC | Range: 1-100V AC/DC | Output: 2 CO | Mounting: DIN Rail 17.5mm / 22.5mm | Status: LED Indication | Timing / Control Relay | Stocked | RM22UA32MR |  | 13968 |  | Harmony Timers & Monitoring | Multi-voltage input; Wide timing range; High reliability electronic control | - | 1 | Modular control & timer | 31
283 | Schneider Electric | Timing & Control Relays (Harmony) | Under or Overcurrent Relay 24-240V AC 4mA-1A 2 CO | Relay RM22JA31MR | Supply: 24-240V AC | Range: 4mA - 1A | Output: 2 CO | Mounting: DIN Rail 17.5mm / 22.5mm | Status: LED Indication | Timing / Control Relay | Stocked | RM22JA31MR |  | 13043 |  | Harmony Timers & Monitoring | Multi-voltage input; Wide timing range; High reliability electronic control | - | 1 | Modular control & timer | 31
284 | Schneider Electric | Timing & Control Relays (Harmony) | Liquid Level Control Relay 24-240V AC 4k-100k ohm 1 CO | Relay RM22LG11MR | Supply: 24-240V AC | Range: 4k-100k ohm | Output: 1 CO | Mounting: DIN Rail 17.5mm / 22.5mm | Status: LED Indication | Timing / Control Relay | Stocked | RM22LG11MR |  | 6975 |  | Harmony Timers & Monitoring | Multi-voltage input; Wide timing range; High reliability electronic control | - | 1 | Modular control & timer | 31
285 | Schneider Electric | Timing & Control Relays (Harmony) | Basic 3 Phase Phase Sequence & Loss Relay 208-480V AC 1 CO | Relay RM10TG00N | Supply: 208-480V AC | Range: Phase Sequence/Loss | Output: 1 CO 5A | Mounting: DIN Rail 17.5mm / 22.5mm | Status: LED Indication | Timing / Control Relay | Stocked | RM10TG00N |  | 2071 |  | Harmony Timers & Monitoring | Multi-voltage input; Wide timing range; High reliability electronic control | - | 1 | Modular control & timer | 31
286 | Schneider Electric | Timing & Control Relays (Harmony) | Standard 3 Phase Sequence, Loss & Imbalance Relay 208-480V AC | Relay RM10TA00N | Supply: 208-480V AC | Range: 0-15s Time Delay | Output: 1 CO 5A | Mounting: DIN Rail 17.5mm / 22.5mm | Status: LED Indication | Timing / Control Relay | Stocked | RM10TA00N |  | 2507 |  | Harmony Timers & Monitoring | Multi-voltage input; Wide timing range; High reliability electronic control | - | 1 | Modular control & timer | 31
287 | Schneider Electric | Timing & Control Relays (Harmony) | Advanced 3 Phase Sequence, Loss, Over/Under Voltage Relay | Relay RM10TE00N | Supply: 208-480V AC | Range: 0-100s Time Delay | Output: 1 CO 5A | Mounting: DIN Rail 17.5mm / 22.5mm | Status: LED Indication | Timing / Control Relay | Stocked | RM10TE00N |  | 2834 |  | Harmony Timers & Monitoring | Multi-voltage input; Wide timing range; High reliability electronic control | - | 1 | Modular control & timer | 31
288 | Schneider Electric | Timing & Control Relays (Harmony) | Single function ON delay Timer Relay 24-240V AC/DC 1 CO 5A | Relay RE10RAMUN | Supply: 24-240V AC/DC | Range: 0-30 hrs | Output: 1 CO 5A | Mounting: DIN Rail 17.5mm / 22.5mm | Status: LED Indication | Timing / Control Relay | Stocked | RE10RAMUN |  | 1417 |  | Harmony Timers & Monitoring | Multi-voltage input; Wide timing range; High reliability electronic control | - | 1 | Modular control & timer | 31
289 | Schneider Electric | Timing & Control Relays (Harmony) | Single function OFF delay Timer Relay 24-240V AC/DC 1 CO 5A | Relay RE10RCMUN | Supply: 24-240V AC/DC | Range: 0-30 hrs | Output: 1 CO 5A | Mounting: DIN Rail 17.5mm / 22.5mm | Status: LED Indication | Timing / Control Relay | Stocked | RE10RCMUN |  | 1744 |  | Harmony Timers & Monitoring | Multi-voltage input; Wide timing range; High reliability electronic control | - | 1 | Modular control & timer | 31
290 | Schneider Electric | Timing & Control Relays (Harmony) | Single function Star-delta Timer Relay 240V AC 1 CO 5A | Relay RE10RQM7N | Supply: 240V AC | Range: 0-120s | Output: 1 CO 5A | Mounting: DIN Rail 17.5mm / 22.5mm | Status: LED Indication | Timing / Control Relay | Stocked | RE10RQM7N |  | 1526 |  | Harmony Timers & Monitoring | Multi-voltage input; Wide timing range; High reliability electronic control | - | 1 | Modular control & timer | 31
291 | Schneider Electric | Pushbuttons & Signaling (Harmony) | Easy Harmony XA2 Monolithic Pilot Light White 24V AC/DC | XA2 White 24V AC/DC | Color: White | Voltage: 24V AC/DC | Type: Integral LED | Diameter: 22mm | Mounting: Panel Cutout | Pilot Light | Stocked | XA2EVB1LC |  | 247 |  | Easy Harmony XA2 | Integral LED; Low power consumption; Long operational life; IP65 rating | - | 10 | Direct LED pilot light | 36
292 | Schneider Electric | Pushbuttons & Signaling (Harmony) | Easy Harmony XA2 Monolithic Pilot Light Green 24V AC/DC | XA2 Green 24V AC/DC | Color: Green | Voltage: 24V AC/DC | Type: Integral LED | Diameter: 22mm | Mounting: Panel Cutout | Pilot Light | Stocked | XA2EVB3LC |  | 220 |  | Easy Harmony XA2 | Integral LED; Low power consumption; Long operational life; IP65 rating | - | 10 | Direct LED pilot light | 36
293 | Schneider Electric | Pushbuttons & Signaling (Harmony) | Easy Harmony XA2 Monolithic Pilot Light Red 24V AC/DC | XA2 Red 24V AC/DC | Color: Red | Voltage: 24V AC/DC | Type: Integral LED | Diameter: 22mm | Mounting: Panel Cutout | Pilot Light | Stocked | XA2EVB4LC |  | 220 |  | Easy Harmony XA2 | Integral LED; Low power consumption; Long operational life; IP65 rating | - | 10 | Direct LED pilot light | 36
294 | Schneider Electric | Pushbuttons & Signaling (Harmony) | Easy Harmony XA2 Monolithic Pilot Light Amber 24V AC/DC | XA2 Amber 24V AC/DC | Color: Amber | Voltage: 24V AC/DC | Type: Integral LED | Diameter: 22mm | Mounting: Panel Cutout | Pilot Light | Stocked | XA2EVB5LC |  | 220 |  | Easy Harmony XA2 | Integral LED; Low power consumption; Long operational life; IP65 rating | - | 10 | Direct LED pilot light | 36
295 | Schneider Electric | Pushbuttons & Signaling (Harmony) | Easy Harmony XA2 Monolithic Pilot Light Blue 24V AC/DC | XA2 Blue 24V AC/DC | Color: Blue | Voltage: 24V AC/DC | Type: Integral LED | Diameter: 22mm | Mounting: Panel Cutout | Pilot Light | Stocked | XA2EVB6LC |  | 327 |  | Easy Harmony XA2 | Integral LED; Low power consumption; Long operational life; IP65 rating | - | 10 | Direct LED pilot light | 36
296 | Schneider Electric | Pushbuttons & Signaling (Harmony) | Easy Harmony XA2 Monolithic Pilot Light Yellow 24V AC/DC | XA2 Yellow 24V AC/DC | Color: Yellow | Voltage: 24V AC/DC | Type: Integral LED | Diameter: 22mm | Mounting: Panel Cutout | Pilot Light | Stocked | XA2EVB8LC |  | 220 |  | Easy Harmony XA2 | Integral LED; Low power consumption; Long operational life; IP65 rating | - | 10 | Direct LED pilot light | 36
297 | Schneider Electric | Pushbuttons & Signaling (Harmony) | Easy Harmony XA2 Monolithic Pilot Light White 110V AC/DC | XA2 White 110V AC/DC | Color: White | Voltage: 110V AC/DC | Type: Integral LED | Diameter: 22mm | Mounting: Panel Cutout | Pilot Light | Stocked | XA2EVF1LC |  | 256 |  | Easy Harmony XA2 | Integral LED; Low power consumption; Long operational life; IP65 rating | - | 10 | Direct LED pilot light | 36
298 | Schneider Electric | Pushbuttons & Signaling (Harmony) | Easy Harmony XA2 Monolithic Pilot Light Green 110V AC/DC | XA2 Green 110V AC/DC | Color: Green | Voltage: 110V AC/DC | Type: Integral LED | Diameter: 22mm | Mounting: Panel Cutout | Pilot Light | Stocked | XA2EVF3LC |  | 220 |  | Easy Harmony XA2 | Integral LED; Low power consumption; Long operational life; IP65 rating | - | 10 | Direct LED pilot light | 36
299 | Schneider Electric | Pushbuttons & Signaling (Harmony) | Easy Harmony XA2 Monolithic Pilot Light Red 110V AC/DC | XA2 Red 110V AC/DC | Color: Red | Voltage: 110V AC/DC | Type: Integral LED | Diameter: 22mm | Mounting: Panel Cutout | Pilot Light | Stocked | XA2EVF4LC |  | 220 |  | Easy Harmony XA2 | Integral LED; Low power consumption; Long operational life; IP65 rating | - | 10 | Direct LED pilot light | 36
300 | Schneider Electric | Pushbuttons & Signaling (Harmony) | Easy Harmony XA2 Monolithic Pilot Light Blue 110V AC/DC | XA2 Blue 110V AC/DC | Color: Blue | Voltage: 110V AC/DC | Type: Integral LED | Diameter: 22mm | Mounting: Panel Cutout | Pilot Light | Stocked | XA2EVF6LC |  | 362 |  | Easy Harmony XA2 | Integral LED; Low power consumption; Long operational life; IP65 rating | - | 10 | Direct LED pilot light | 36
301 | Schneider Electric | Pushbuttons & Signaling (Harmony) | Easy Harmony XA2 Monolithic Pilot Light White 220-230V AC | XA2 White 220-230V AC | Color: White | Voltage: 220-230V AC | Type: Integral LED | Diameter: 22mm | Mounting: Panel Cutout | Pilot Light | Stocked | XA2EVM1LC |  | 247 |  | Easy Harmony XA2 | Integral LED; Low power consumption; Long operational life; IP65 rating | - | 10 | Direct LED pilot light | 36
302 | Schneider Electric | Pushbuttons & Signaling (Harmony) | Easy Harmony XA2 Monolithic Pilot Light Green 220-230V AC | XA2 Green 220-230V AC | Color: Green | Voltage: 220-230V AC | Type: Integral LED | Diameter: 22mm | Mounting: Panel Cutout | Pilot Light | Stocked | XA2EVM3LC |  | 220 |  | Easy Harmony XA2 | Integral LED; Low power consumption; Long operational life; IP65 rating | - | 10 | Direct LED pilot light | 36
303 | Schneider Electric | Pushbuttons & Signaling (Harmony) | Easy Harmony XA2 Monolithic Pilot Light Red 220-230V AC | XA2 Red 220-230V AC | Color: Red | Voltage: 220-230V AC | Type: Integral LED | Diameter: 22mm | Mounting: Panel Cutout | Pilot Light | Stocked | XA2EVM4LC |  | 220 |  | Easy Harmony XA2 | Integral LED; Low power consumption; Long operational life; IP65 rating | - | 10 | Direct LED pilot light | 36
304 | Schneider Electric | Pushbuttons & Signaling (Harmony) | Easy Harmony XA2 Monolithic Pilot Light Amber 220-230V AC | XA2 Amber 220-230V AC | Color: Amber | Voltage: 220-230V AC | Type: Integral LED | Diameter: 22mm | Mounting: Panel Cutout | Pilot Light | Stocked | XA2EVM5LC |  | 220 |  | Easy Harmony XA2 | Integral LED; Low power consumption; Long operational life; IP65 rating | - | 10 | Direct LED pilot light | 36
305 | Schneider Electric | Pushbuttons & Signaling (Harmony) | Easy Harmony XA2 Monolithic Pilot Light Blue 220-230V AC | XA2 Blue 220-230V AC | Color: Blue | Voltage: 220-230V AC | Type: Integral LED | Diameter: 22mm | Mounting: Panel Cutout | Pilot Light | Stocked | XA2EVM6LC |  | 327 |  | Easy Harmony XA2 | Integral LED; Low power consumption; Long operational life; IP65 rating | - | 10 | Direct LED pilot light | 36
306 | Schneider Electric | Pushbuttons & Signaling (Harmony) | Easy Harmony XA2 Monolithic Pilot Light Yellow 220-230V AC | XA2 Yellow 220-230V AC | Color: Yellow | Voltage: 220-230V AC | Type: Integral LED | Diameter: 22mm | Mounting: Panel Cutout | Pilot Light | Stocked | XA2EVM8LC |  | 220 |  | Easy Harmony XA2 | Integral LED; Low power consumption; Long operational life; IP65 rating | - | 10 | Direct LED pilot light | 36
307 | Schneider Electric | Pushbuttons & Signaling (Harmony) | Easy Harmony XA2 Monolithic Pilot Light Green 380-400V AC | XA2 Green 380-400V AC | Color: Green | Voltage: 380-400V AC | Type: Integral LED | Diameter: 22mm | Mounting: Panel Cutout | Pilot Light | Stocked | XA2EVQ3LC |  | 338 |  | Easy Harmony XA2 | Integral LED; Low power consumption; Long operational life; IP65 rating | - | 10 | Direct LED pilot light | 36
308 | Schneider Electric | Pushbuttons & Signaling (Harmony) | Easy Harmony XA2 Monolithic Pilot Light Red 380-400V AC | XA2 Red 380-400V AC | Color: Red | Voltage: 380-400V AC | Type: Integral LED | Diameter: 22mm | Mounting: Panel Cutout | Pilot Light | Stocked | XA2EVQ4LC |  | 327 |  | Easy Harmony XA2 | Integral LED; Low power consumption; Long operational life; IP65 rating | - | 10 | Direct LED pilot light | 36
309 | Schneider Electric | Pushbuttons & Signaling (Harmony) | Easy Harmony XA2 Monolithic Pilot Light Blue 380-400V AC | XA2 Blue 380-400V AC | Color: Blue | Voltage: 380-400V AC | Type: Integral LED | Diameter: 22mm | Mounting: Panel Cutout | Pilot Light | Stocked | XA2EVQ6LC |  | 728 |  | Easy Harmony XA2 | Integral LED; Low power consumption; Long operational life; IP65 rating | - | 10 | Direct LED pilot light | 36
310 | Schneider Electric | Pushbuttons & Signaling (Harmony) | Flush unmarked pushbutton 1 NO White plastic bezel | Harmony XB5 XB5AA11N | Contacts: 1 NO | Color: White | Diameter: 22mm | Bezel: Plastic | Operation: Spring Return / Stay Put | Pushbutton / Switch | Stocked | XB5AA11N |  | 233 |  | Harmony XB5 | Modular design; Slow-break silver contacts; IP66 / IP69K; Robust plastic bezel | - | 20 | 22mm industrial pushbutton | 37
311 | Schneider Electric | Pushbuttons & Signaling (Harmony) | Flush unmarked pushbutton 1 NO Black plastic bezel | Harmony XB5 XB5AA21N | Contacts: 1 NO | Color: Black | Diameter: 22mm | Bezel: Plastic | Operation: Spring Return / Stay Put | Pushbutton / Switch | Stocked | XB5AA21N |  | 225 |  | Harmony XB5 | Modular design; Slow-break silver contacts; IP66 / IP69K; Robust plastic bezel | - | 20 | 22mm industrial pushbutton | 37
312 | Schneider Electric | Pushbuttons & Signaling (Harmony) | Flush unmarked pushbutton 1 NO Green plastic bezel | Harmony XB5 XB5AA31N | Contacts: 1 NO | Color: Green | Diameter: 22mm | Bezel: Plastic | Operation: Spring Return / Stay Put | Pushbutton / Switch | Stocked | XB5AA31N |  | 225 |  | Harmony XB5 | Modular design; Slow-break silver contacts; IP66 / IP69K; Robust plastic bezel | - | 20 | 22mm industrial pushbutton | 37
313 | Schneider Electric | Pushbuttons & Signaling (Harmony) | Flush unmarked pushbutton 1 NC Red plastic bezel | Harmony XB5 XB5AA42N | Contacts: 1 NC | Color: Red | Diameter: 22mm | Bezel: Plastic | Operation: Spring Return / Stay Put | Pushbutton / Switch | Stocked | XB5AA42N |  | 225 |  | Harmony XB5 | Modular design; Slow-break silver contacts; IP66 / IP69K; Robust plastic bezel | - | 20 | 22mm industrial pushbutton | 37
314 | Schneider Electric | Pushbuttons & Signaling (Harmony) | Double headed Pushbutton 1 NO + 1 NC Green/Red | Harmony XB5 XB5AL845N | Contacts: 1 NO + 1 NC | Color: Green/Red | Diameter: 22mm | Bezel: Plastic | Operation: Spring Return / Stay Put | Pushbutton / Switch | Stocked | XB5AL845N |  | 1582 |  | Harmony XB5 | Modular design; Slow-break silver contacts; IP66 / IP69K; Robust plastic bezel | - | 20 | 22mm industrial pushbutton | 37
315 | Schneider Electric | Pushbuttons & Signaling (Harmony) | Flush Integral LED Illuminated Pushbutton 24V AC/DC 1 NO Green | Harmony XB5 XB5AW33B1N | Contacts: 1 NO | Color: Green | Diameter: 22mm | Bezel: Plastic | Operation: Spring Return / Stay Put | Pushbutton / Switch | Stocked | XB5AW33B1N |  | 656 |  | Harmony XB5 | Modular design; Slow-break silver contacts; IP66 / IP69K; Robust plastic bezel | - | 20 | 22mm industrial pushbutton | 37
316 | Schneider Electric | Pushbuttons & Signaling (Harmony) | Flush Integral LED Illuminated Pushbutton 24V AC/DC 1 NC Red | Harmony XB5 XB5AW34B2N | Contacts: 1 NC | Color: Red | Diameter: 22mm | Bezel: Plastic | Operation: Spring Return / Stay Put | Pushbutton / Switch | Stocked | XB5AW34B2N |  | 656 |  | Harmony XB5 | Modular design; Slow-break silver contacts; IP66 / IP69K; Robust plastic bezel | - | 20 | 22mm industrial pushbutton | 37
317 | Schneider Electric | Pushbuttons & Signaling (Harmony) | Flush Integral LED Illuminated Pushbutton 230V AC 1 NO Green | Harmony XB5 XB5AW33M1N | Contacts: 1 NO | Color: Green | Diameter: 22mm | Bezel: Plastic | Operation: Spring Return / Stay Put | Pushbutton / Switch | Stocked | XB5AW33M1N |  | 656 |  | Harmony XB5 | Modular design; Slow-break silver contacts; IP66 / IP69K; Robust plastic bezel | - | 20 | 22mm industrial pushbutton | 37
318 | Schneider Electric | Pushbuttons & Signaling (Harmony) | Flush Integral LED Illuminated Pushbutton 230V AC 1 NC Red | Harmony XB5 XB5AW34M2N | Contacts: 1 NC | Color: Red | Diameter: 22mm | Bezel: Plastic | Operation: Spring Return / Stay Put | Pushbutton / Switch | Stocked | XB5AW34M2N |  | 656 |  | Harmony XB5 | Modular design; Slow-break silver contacts; IP66 / IP69K; Robust plastic bezel | - | 20 | 22mm industrial pushbutton | 37
319 | Schneider Electric | Pushbuttons & Signaling (Harmony) | 2 Position stay put selector switch 1 NO Black standard handle | Harmony XB5 XB5AD21N | Contacts: 1 NO | Color: Black | Diameter: 22mm | Bezel: Plastic | Operation: Spring Return / Stay Put | Pushbutton / Switch | Stocked | XB5AD21N |  | 553 |  | Harmony XB5 | Modular design; Slow-break silver contacts; IP66 / IP69K; Robust plastic bezel | - | 20 | 22mm industrial pushbutton | 37
320 | Schneider Electric | Pushbuttons & Signaling (Harmony) | 3 Position stay put selector switch 2 NO Black standard handle | Harmony XB5 XB5AD33N | Contacts: 2 NO | Color: Black | Diameter: 22mm | Bezel: Plastic | Operation: Spring Return / Stay Put | Pushbutton / Switch | Stocked | XB5AD33N |  | 602 |  | Harmony XB5 | Modular design; Slow-break silver contacts; IP66 / IP69K; Robust plastic bezel | - | 20 | 22mm industrial pushbutton | 37
321 | Schneider Electric | Pushbuttons & Signaling (Harmony) | 2 Position stay put Key Switch 1 NO Black key release | Harmony XB5 XB5AG21N | Contacts: 1 NO | Color: Black | Diameter: 22mm | Bezel: Plastic | Operation: Spring Return / Stay Put | Pushbutton / Switch | Stocked | XB5AG21N |  | 867 |  | Harmony XB5 | Modular design; Slow-break silver contacts; IP66 / IP69K; Robust plastic bezel | - | 20 | 22mm industrial pushbutton | 37
322 | Schneider Electric | Pushbuttons & Signaling (Harmony) | Emergency Switching Off Mushroom Head 40mm Turn to release 1 NC Red | Harmony XB5 XB5AS542N | Contacts: 1 NC | Color: Red | Diameter: 22mm | Bezel: Plastic | Operation: Spring Return / Stay Put | Pushbutton / Switch | Stocked | XB5AS542N |  | 425 |  | Harmony XB5 | Modular design; Slow-break silver contacts; IP66 / IP69K; Robust plastic bezel | - | 20 | 22mm industrial pushbutton | 37
323 | Schneider Electric | Pushbuttons & Signaling (Harmony) | Trigger action Turn to release Emergency Stop 40mm 1 NO + 1 NC Red | Harmony XB5 XB5AS8445N | Contacts: 1 NO + 1 NC | Color: Red | Diameter: 22mm | Bezel: Plastic | Operation: Spring Return / Stay Put | Pushbutton / Switch | Stocked | XB5AS8445N |  | 1029 |  | Harmony XB5 | Modular design; Slow-break silver contacts; IP66 / IP69K; Robust plastic bezel | - | 20 | 22mm industrial pushbutton | 37
324 | Schneider Electric | Pushbuttons & Signaling (Harmony) | Single contact block 1 NO screw clamp terminal | Harmony XB5 ZBE101N | Contacts: 1 NO | Color: - | Diameter: 22mm | Bezel: Plastic | Operation: Spring Return / Stay Put | Pushbutton / Switch | Stocked | ZBE101N |  | 131 |  | Harmony XB5 | Modular design; Slow-break silver contacts; IP66 / IP69K; Robust plastic bezel | - | 20 | 22mm industrial pushbutton | 37
325 | Schneider Electric | Pushbuttons & Signaling (Harmony) | Single contact block 1 NC screw clamp terminal | Harmony XB5 ZBE102N | Contacts: 1 NC | Color: - | Diameter: 22mm | Bezel: Plastic | Operation: Spring Return / Stay Put | Pushbutton / Switch | Stocked | ZBE102N |  | 131 |  | Harmony XB5 | Modular design; Slow-break silver contacts; IP66 / IP69K; Robust plastic bezel | - | 20 | 22mm industrial pushbutton | 37
326 | Schneider Electric | Pushbuttons & Signaling (Harmony) | Flush unmarked metal pushbutton 1 NO White | Harmony XB2 XB2BA11C | Contacts: 1 NO | Color: White | Diameter: 22mm | Bezel: Metallic Zinc Alloy | Operation: Spring / Latching | Metal Pushbutton | Stocked | XB2BA11C |  | 229 |  | Easy Harmony XB2 | Metal bezel for impact endurance; High resistance to shock & vibration; IP65 rated | - | 1 | Robust metal modular switch | 42
327 | Schneider Electric | Pushbuttons & Signaling (Harmony) | Flush unmarked metal pushbutton 1 NO Black | Harmony XB2 XB2BA21C | Contacts: 1 NO | Color: Black | Diameter: 22mm | Bezel: Metallic Zinc Alloy | Operation: Spring / Latching | Metal Pushbutton | Stocked | XB2BA21C |  | 229 |  | Easy Harmony XB2 | Metal bezel for impact endurance; High resistance to shock & vibration; IP65 rated | - | 1 | Robust metal modular switch | 42
328 | Schneider Electric | Pushbuttons & Signaling (Harmony) | Flush unmarked metal pushbutton 1 NO Green | Harmony XB2 XB2BA31C | Contacts: 1 NO | Color: Green | Diameter: 22mm | Bezel: Metallic Zinc Alloy | Operation: Spring / Latching | Metal Pushbutton | Stocked | XB2BA31C |  | 229 |  | Easy Harmony XB2 | Metal bezel for impact endurance; High resistance to shock & vibration; IP65 rated | - | 1 | Robust metal modular switch | 42
329 | Schneider Electric | Pushbuttons & Signaling (Harmony) | Flush unmarked metal pushbutton 1 NC Red | Harmony XB2 XB2BA42C | Contacts: 1 NC | Color: Red | Diameter: 22mm | Bezel: Metallic Zinc Alloy | Operation: Spring / Latching | Metal Pushbutton | Stocked | XB2BA42C |  | 229 |  | Easy Harmony XB2 | Metal bezel for impact endurance; High resistance to shock & vibration; IP65 rated | - | 1 | Robust metal modular switch | 42
330 | Schneider Electric | Pushbuttons & Signaling (Harmony) | 2 Position stay put metal selector switch 1 NO Black | Harmony XB2 XB2BD21C | Contacts: 1 NO | Color: Black | Diameter: 22mm | Bezel: Metallic Zinc Alloy | Operation: Spring / Latching | Metal Pushbutton | Stocked | XB2BD21C |  | 435 |  | Easy Harmony XB2 | Metal bezel for impact endurance; High resistance to shock & vibration; IP65 rated | - | 1 | Robust metal modular switch | 42
331 | Schneider Electric | Pushbuttons & Signaling (Harmony) | 3 Position stay put metal selector switch 2 NO Black | Harmony XB2 XB2BD33C | Contacts: 2 NO | Color: Black | Diameter: 22mm | Bezel: Metallic Zinc Alloy | Operation: Spring / Latching | Metal Pushbutton | Stocked | XB2BD33C |  | 536 |  | Easy Harmony XB2 | Metal bezel for impact endurance; High resistance to shock & vibration; IP65 rated | - | 1 | Robust metal modular switch | 42
332 | Schneider Electric | Pushbuttons & Signaling (Harmony) | Emergency Stop Mushroom 40mm Turn to release 1 NC Red | Harmony XB2 XB2BS542C | Contacts: 1 NC | Color: Red | Diameter: 22mm | Bezel: Metallic Zinc Alloy | Operation: Spring / Latching | Metal Pushbutton | Stocked | XB2BS542C |  | 371 |  | Easy Harmony XB2 | Metal bezel for impact endurance; High resistance to shock & vibration; IP65 rated | - | 1 | Robust metal modular switch | 42
333 | Schneider Electric | Pushbuttons & Signaling (Harmony) | Emergency Stop Mushroom 40mm Turn to Release (IEC 60947-5-5) 1 NC | Harmony XB2 XB2BS8442C | Contacts: 1 NC | Color: Red | Diameter: 22mm | Bezel: Metallic Zinc Alloy | Operation: Spring / Latching | Metal Pushbutton | Stocked | XB2BS8442C |  | 496 |  | Easy Harmony XB2 | Metal bezel for impact endurance; High resistance to shock & vibration; IP65 rated | - | 1 | Robust metal modular switch | 42
334 | Schneider Electric | Pushbuttons & Signaling (Harmony) | Illuminated Pushbutton 24V AC/DC LED 1 NO Green | Harmony XB2 XB2BW33B1C | Contacts: 1 NO | Color: Green | Diameter: 22mm | Bezel: Metallic Zinc Alloy | Operation: Spring / Latching | Metal Pushbutton | Stocked | XB2BW33B1C |  | 531 |  | Easy Harmony XB2 | Metal bezel for impact endurance; High resistance to shock & vibration; IP65 rated | - | 1 | Robust metal modular switch | 42
335 | Schneider Electric | Pushbuttons & Signaling (Harmony) | Illuminated Pushbutton 24V AC/DC LED 1 NO Red | Harmony XB2 XB2BW34B1C | Contacts: 1 NO | Color: Red | Diameter: 22mm | Bezel: Metallic Zinc Alloy | Operation: Spring / Latching | Metal Pushbutton | Stocked | XB2BW34B1C |  | 531 |  | Easy Harmony XB2 | Metal bezel for impact endurance; High resistance to shock & vibration; IP65 rated | - | 1 | Robust metal modular switch | 42
336 | Schneider Electric | Pushbuttons & Signaling (Harmony) | Illuminated Pushbutton 220-230V AC LED 1 NO Green | Harmony XB2 XB2BW33M1C | Contacts: 1 NO | Color: Green | Diameter: 22mm | Bezel: Metallic Zinc Alloy | Operation: Spring / Latching | Metal Pushbutton | Stocked | XB2BW33M1C |  | 531 |  | Easy Harmony XB2 | Metal bezel for impact endurance; High resistance to shock & vibration; IP65 rated | - | 1 | Robust metal modular switch | 42
337 | Schneider Electric | Pushbuttons & Signaling (Harmony) | Illuminated Pushbutton 220-230V AC LED 1 NO Red | Harmony XB2 XB2BW34M1C | Contacts: 1 NO | Color: Red | Diameter: 22mm | Bezel: Metallic Zinc Alloy | Operation: Spring / Latching | Metal Pushbutton | Stocked | XB2BW34M1C |  | 531 |  | Easy Harmony XB2 | Metal bezel for impact endurance; High resistance to shock & vibration; IP65 rated | - | 1 | Robust metal modular switch | 42
338 | Schneider Electric | Pushbuttons & Signaling (Harmony) | Contact block 1 NO for XB2 series | Harmony XB2 ZB2BE101C | Contacts: 1 NO | Color: - | Diameter: 22mm | Bezel: Metallic Zinc Alloy | Operation: Spring / Latching | Metal Pushbutton | Stocked | ZB2BE101C |  | 120 |  | Easy Harmony XB2 | Metal bezel for impact endurance; High resistance to shock & vibration; IP65 rated | - | 1 | Robust metal modular switch | 42
339 | Schneider Electric | Pushbuttons & Signaling (Harmony) | Contact block 1 NC for XB2 series | Harmony XB2 ZB2BE102C | Contacts: 1 NC | Color: - | Diameter: 22mm | Bezel: Metallic Zinc Alloy | Operation: Spring / Latching | Metal Pushbutton | Stocked | ZB2BE102C |  | 120 |  | Easy Harmony XB2 | Metal bezel for impact endurance; High resistance to shock & vibration; IP65 rated | - | 1 | Robust metal modular switch | 42
340 | Schneider Electric | Pushbuttons & Signaling (Harmony) | Red illuminated buzzer DC/AC 24V | Harmony XB2 XB2BSB4LC | Contacts: Buzzer | Color: 24V AC/DC | Diameter: 22mm | Bezel: Metallic Zinc Alloy | Operation: Spring / Latching | Metal Pushbutton | Stocked | XB2BSB4LC |  | 750 |  | Easy Harmony XB2 | Metal bezel for impact endurance; High resistance to shock & vibration; IP65 rated | - | 1 | Robust metal modular switch | 42
341 | Schneider Electric | Pushbuttons & Signaling (Harmony) | Red illuminated buzzer AC 220V | Harmony XB2 XB2BSM4LC | Contacts: Buzzer | Color: 220V AC | Diameter: 22mm | Bezel: Metallic Zinc Alloy | Operation: Spring / Latching | Metal Pushbutton | Stocked | XB2BSM4LC |  | 750 |  | Easy Harmony XB2 | Metal bezel for impact endurance; High resistance to shock & vibration; IP65 rated | - | 1 | Robust metal modular switch | 42
342 | Schneider Electric | Pushbuttons & Signaling (Harmony) | Dark grey empty enclosure 1 cut-out IP65 for XB5/XB4 | Enclosure XALD01 | Cut-outs: 1 Cut-out | Dimensions/Color: Dark grey base | Material: Polycarbonate / Die-cast Zinc | Protection: IP65 | Cable Entry: ISO M20 | Enclosure | Stocked | XALD01 |  | 938 |  | Harmony XAL / XAP | Ready for mounting Ø 22mm pilot devices; Weather and impact resistant | XB4 / XB5 / XB2 | 1 | Control station enclosure | 43
343 | Schneider Electric | Pushbuttons & Signaling (Harmony) | Dark grey empty enclosure 2 cut-outs IP65 for XB5/XB4 | Enclosure XALD02 | Cut-outs: 2 Cut-outs | Dimensions/Color: Dark grey base | Material: Polycarbonate / Die-cast Zinc | Protection: IP65 | Cable Entry: ISO M20 | Enclosure | Stocked | XALD02 |  | 1163 |  | Harmony XAL / XAP | Ready for mounting Ø 22mm pilot devices; Weather and impact resistant | XB4 / XB5 / XB2 | 1 | Control station enclosure | 43
344 | Schneider Electric | Pushbuttons & Signaling (Harmony) | Dark grey empty enclosure 3 cut-outs IP65 for XB5/XB4 | Enclosure XALD03 | Cut-outs: 3 Cut-outs | Dimensions/Color: Dark grey base | Material: Polycarbonate / Die-cast Zinc | Protection: IP65 | Cable Entry: ISO M20 | Enclosure | Stocked | XALD03 |  | 1442 |  | Harmony XAL / XAP | Ready for mounting Ø 22mm pilot devices; Weather and impact resistant | XB4 / XB5 / XB2 | 1 | Control station enclosure | 43
345 | Schneider Electric | Pushbuttons & Signaling (Harmony) | Dark grey empty enclosure 4 cut-outs IP65 for XB5/XB4 | Enclosure XALD04 | Cut-outs: 4 Cut-outs | Dimensions/Color: Dark grey base | Material: Polycarbonate / Die-cast Zinc | Protection: IP65 | Cable Entry: ISO M20 | Enclosure | Stocked | XALD04 |  | 1973 |  | Harmony XAL / XAP | Ready for mounting Ø 22mm pilot devices; Weather and impact resistant | XB4 / XB5 / XB2 | 1 | Control station enclosure | 43
346 | Schneider Electric | Pushbuttons & Signaling (Harmony) | Dark grey empty enclosure 5 cut-outs IP65 for XB5/XB4 | Enclosure XALD05 | Cut-outs: 5 Cut-outs | Dimensions/Color: Dark grey base | Material: Polycarbonate / Die-cast Zinc | Protection: IP65 | Cable Entry: ISO M20 | Enclosure | Stocked | XALD05 |  | 2577 |  | Harmony XAL / XAP | Ready for mounting Ø 22mm pilot devices; Weather and impact resistant | XB4 / XB5 / XB2 | 1 | Control station enclosure | 43
347 | Schneider Electric | Pushbuttons & Signaling (Harmony) | Yellow empty enclosure 1 cut-out IP65 for Emergency Stop | Enclosure XALK01 | Cut-outs: 1 Cut-out | Dimensions/Color: Yellow lid | Material: Polycarbonate / Die-cast Zinc | Protection: IP65 | Cable Entry: ISO M20 | Enclosure | Stocked | XALK01 |  | 1109 |  | Harmony XAL / XAP | Ready for mounting Ø 22mm pilot devices; Weather and impact resistant | XB4 / XB5 / XB2 | 1 | Control station enclosure | 43
348 | Schneider Electric | Pushbuttons & Signaling (Harmony) | Die-cast metal enclosure XAPD 1 cut-out 80x80x51.5mm M20 | Enclosure XAPD1201 | Cut-outs: 1 Cut-out | Dimensions/Color: 80x80x51.5mm | Material: Polycarbonate / Die-cast Zinc | Protection: IP65 | Cable Entry: ISO M20 | Enclosure | Stocked | XAPD1201 |  | 4387 |  | Harmony XAL / XAP | Ready for mounting Ø 22mm pilot devices; Weather and impact resistant | XB4 / XB5 / XB2 | 1 | Control station enclosure | 43
349 | Schneider Electric | Pushbuttons & Signaling (Harmony) | Die-cast metal enclosure XAPD 2 cut-outs 80x80x51.5mm M20 | Enclosure XAPD1202 | Cut-outs: 2 Cut-outs | Dimensions/Color: 80x80x51.5mm | Material: Polycarbonate / Die-cast Zinc | Protection: IP65 | Cable Entry: ISO M20 | Enclosure | Stocked | XAPD1202 |  | 4848 |  | Harmony XAL / XAP | Ready for mounting Ø 22mm pilot devices; Weather and impact resistant | XB4 / XB5 / XB2 | 1 | Control station enclosure | 43
350 | Schneider Electric | Pushbuttons & Signaling (Harmony) | Die-cast metal enclosure XAPD 2 cut-outs 80x130x51.5mm M20 | Enclosure XAPD2202 | Cut-outs: 2 Cut-outs | Dimensions/Color: 80x130x51.5mm | Material: Polycarbonate / Die-cast Zinc | Protection: IP65 | Cable Entry: ISO M20 | Enclosure | Stocked | XAPD2202 |  | 6283 |  | Harmony XAL / XAP | Ready for mounting Ø 22mm pilot devices; Weather and impact resistant | XB4 / XB5 / XB2 | 1 | Control station enclosure | 43
351 | Schneider Electric | Pushbuttons & Signaling (Harmony) | Die-cast metal enclosure XAPD 3 cut-outs 80x175x51.5mm M20 | Enclosure XAPD3203 | Cut-outs: 3 Cut-outs | Dimensions/Color: 80x175x51.5mm | Material: Polycarbonate / Die-cast Zinc | Protection: IP65 | Cable Entry: ISO M20 | Enclosure | Stocked | XAPD3203 |  | 7698 |  | Harmony XAL / XAP | Ready for mounting Ø 22mm pilot devices; Weather and impact resistant | XB4 / XB5 / XB2 | 1 | Control station enclosure | 43
352 | Schneider Electric | Pushbuttons & Signaling (Harmony) | Die-cast metal enclosure XAPD 4 cut-outs 80x220x77mm M20 | Enclosure XAPD4504 | Cut-outs: 4 Cut-outs | Dimensions/Color: 80x220x77mm | Material: Polycarbonate / Die-cast Zinc | Protection: IP65 | Cable Entry: ISO M20 | Enclosure | Stocked | XAPD4504 |  | 10258 |  | Harmony XAL / XAP | Ready for mounting Ø 22mm pilot devices; Weather and impact resistant | XB4 / XB5 / XB2 | 1 | Control station enclosure | 43
353 | Schneider Electric | Pushbuttons & Signaling (Harmony) | Die-cast metal enclosure XAPK Yellow lid 1 cut-out 80x80x51.5mm | Enclosure XAPK1201 | Cut-outs: 1 Cut-out | Dimensions/Color: 80x80x51.5mm | Material: Polycarbonate / Die-cast Zinc | Protection: IP65 | Cable Entry: ISO M20 | Enclosure | Stocked | XAPK1201 |  | 5163 |  | Harmony XAL / XAP | Ready for mounting Ø 22mm pilot devices; Weather and impact resistant | XB4 / XB5 / XB2 | 1 | Control station enclosure | 43
354 | Schneider Electric | Pushbuttons & Signaling (Harmony) | XVB7 Light module steady light green 24V AC/DC IP66 | XVB7 XVB7C23 | Supply: 24V AC/DC | Pattern/Signal: Green | Type: Steady | Diameter: 60mm / 70mm | Mounting: Tube / Base Mount | Signaling Device | Stocked | XVB7C23 |  | On Request |  | Harmony XVB7 | High luminosity LED; IP65/IP66 protection; Pre-cabled and pre-assembled | - | 1 | Signaling tower / beacon | 46
355 | Schneider Electric | Pushbuttons & Signaling (Harmony) | XVB7 Light module steady light red 24V AC/DC IP66 | XVB7 XVB7C24 | Supply: 24V AC/DC | Pattern/Signal: Red | Type: Steady | Diameter: 60mm / 70mm | Mounting: Tube / Base Mount | Signaling Device | Stocked | XVB7C24 |  | On Request |  | Harmony XVB7 | High luminosity LED; IP65/IP66 protection; Pre-cabled and pre-assembled | - | 1 | Signaling tower / beacon | 46
356 | Schneider Electric | Pushbuttons & Signaling (Harmony) | XVB7 Light module steady light orange 24V AC/DC IP66 | XVB7 XVB7C25 | Supply: 24V AC/DC | Pattern/Signal: Orange | Type: Steady | Diameter: 60mm / 70mm | Mounting: Tube / Base Mount | Signaling Device | Stocked | XVB7C25 |  | On Request |  | Harmony XVB7 | High luminosity LED; IP65/IP66 protection; Pre-cabled and pre-assembled | - | 1 | Signaling tower / beacon | 46
357 | Schneider Electric | Pushbuttons & Signaling (Harmony) | XVB7 Standard base module with tube and cover 24V AC/DC Push-in | XVB7 XVB7C21B | Supply: 24V AC/DC | Pattern/Signal: Dark Grey | Type: Base Module | Diameter: 60mm / 70mm | Mounting: Tube / Base Mount | Signaling Device | Stocked | XVB7C21B |  | On Request |  | Harmony XVB7 | High luminosity LED; IP65/IP66 protection; Pre-cabled and pre-assembled | - | 1 | Signaling tower / beacon | 46
358 | Schneider Electric | Pushbuttons & Signaling (Harmony) | XVB7 Audible Sounder module 360 deg omni sound up to 102 dB 24V AC/DC | XVB7 XVB7C9S | Supply: 24V AC/DC | Pattern/Signal: 102 dB | Type: 2-tone Buzzer | Diameter: 60mm / 70mm | Mounting: Tube / Base Mount | Signaling Device | Stocked | XVB7C9S |  | On Request |  | Harmony XVB7 | High luminosity LED; IP65/IP66 protection; Pre-cabled and pre-assembled | - | 1 | Signaling tower / beacon | 46
359 | Schneider Electric | Pushbuttons & Signaling (Harmony) | Multi-functional LED Beacon red without buzzer DC/AC 12-24V | Signaling XVR3B04 | Supply: 12-24V AC/DC | Pattern/Signal: Red | Type: - | Diameter: 60mm / 70mm | Mounting: Tube / Base Mount | Signaling Device | Stocked | XVR3B04 |  | 18965 |  | Harmony Signaling | High luminosity LED; IP65/IP66 protection; Pre-cabled and pre-assembled | - | 1 | Signaling tower / beacon | 50
360 | Schneider Electric | Pushbuttons & Signaling (Harmony) | Multi-functional LED Beacon red with buzzer DC/AC 12-24V | Signaling XVR3B04S | Supply: 12-24V AC/DC | Pattern/Signal: Red + Buzzer | Type: - | Diameter: 60mm / 70mm | Mounting: Tube / Base Mount | Signaling Device | Stocked | XVR3B04S |  | 37314 |  | Harmony Signaling | High luminosity LED; IP65/IP66 protection; Pre-cabled and pre-assembled | - | 1 | Signaling tower / beacon | 50
361 | Schneider Electric | Pushbuttons & Signaling (Harmony) | 2 tones siren 106 dB 12-24V AC/DC white | Signaling XVS10BMW | Supply: 12-24V AC/DC | Pattern/Signal: 106 dB Siren | Type: - | Diameter: 60mm / 70mm | Mounting: Tube / Base Mount | Signaling Device | Stocked | XVS10BMW |  | 34378 |  | Harmony Signaling | High luminosity LED; IP65/IP66 protection; Pre-cabled and pre-assembled | - | 1 | Signaling tower / beacon | 50
362 | Schneider Electric | Pushbuttons & Signaling (Harmony) | Tower light Ø 60mm 2-Stage Red, Green 24V DC Alu tube L-bracket | Signaling XVGB2 | Supply: 24V DC | Pattern/Signal: 2-Stage Red/Green | Type: - | Diameter: 60mm / 70mm | Mounting: Tube / Base Mount | Signaling Device | Stocked | XVGB2 |  | 4214 |  | Harmony Signaling | High luminosity LED; IP65/IP66 protection; Pre-cabled and pre-assembled | - | 1 | Signaling tower / beacon | 50
363 | Schneider Electric | Pushbuttons & Signaling (Harmony) | Tower light Ø 60mm 3-Stage Red, Amber, Green 24V DC L-bracket | Signaling XVGB3 | Supply: 24V DC | Pattern/Signal: 3-Stage R/A/G | Type: - | Diameter: 60mm / 70mm | Mounting: Tube / Base Mount | Signaling Device | Stocked | XVGB3 |  | 4773 |  | Harmony Signaling | High luminosity LED; IP65/IP66 protection; Pre-cabled and pre-assembled | - | 1 | Signaling tower / beacon | 50
364 | Schneider Electric | Pushbuttons & Signaling (Harmony) | Tower light Ø 60mm 3-Stage with Buzzer 24V DC L-bracket | Signaling XVGB3S | Supply: 24V DC | Pattern/Signal: 3-Stage R/A/G + Buzzer | Type: - | Diameter: 60mm / 70mm | Mounting: Tube / Base Mount | Signaling Device | Stocked | XVGB3S |  | 5426 |  | Harmony Signaling | High luminosity LED; IP65/IP66 protection; Pre-cabled and pre-assembled | - | 1 | Signaling tower / beacon | 50
365 | Schneider Electric | Pushbuttons & Signaling (Harmony) | Pre-assembled Multicolor USB tower light 60mm IP42 Direct base | Signaling XVGU3SWV | Supply: 5V USB | Pattern/Signal: Multicolor USB | Type: - | Diameter: 60mm / 70mm | Mounting: Tube / Base Mount | Signaling Device | Stocked | XVGU3SWV |  | 10972 |  | Harmony Signaling | High luminosity LED; IP65/IP66 protection; Pre-cabled and pre-assembled | - | 1 | Signaling tower / beacon | 50
366 | Schneider Electric | Pushbuttons & Signaling (Harmony) | Tower light Ø 60mm 2-Stage Red, Green 220-240V AC L-bracket | Signaling XVGM2 | Supply: 220-240V AC | Pattern/Signal: 2-Stage Red/Green | Type: - | Diameter: 60mm / 70mm | Mounting: Tube / Base Mount | Signaling Device | Stocked | XVGM2 |  | 4540 |  | Harmony Signaling | High luminosity LED; IP65/IP66 protection; Pre-cabled and pre-assembled | - | 1 | Signaling tower / beacon | 50
367 | Schneider Electric | Pushbuttons & Signaling (Harmony) | Tower light Ø 60mm 3-Stage Red, Amber, Green 220-240V AC L-bracket | Signaling XVGM3 | Supply: 220-240V AC | Pattern/Signal: 3-Stage R/A/G | Type: - | Diameter: 60mm / 70mm | Mounting: Tube / Base Mount | Signaling Device | Stocked | XVGM3 |  | 5137 |  | Harmony Signaling | High luminosity LED; IP65/IP66 protection; Pre-cabled and pre-assembled | - | 1 | Signaling tower / beacon | 50
368 | Schneider Electric | Pushbuttons & Signaling (Harmony) | Tower light Ø 60mm 3-Stage with Buzzer 220-240V AC L-bracket | Signaling XVGM3S | Supply: 220-240V AC | Pattern/Signal: 3-Stage R/A/G + Buzzer | Type: - | Diameter: 60mm / 70mm | Mounting: Tube / Base Mount | Signaling Device | Stocked | XVGM3S |  | 5846 |  | Harmony Signaling | High luminosity LED; IP65/IP66 protection; Pre-cabled and pre-assembled | - | 1 | Signaling tower / beacon | 50
369 | Schneider Electric | Pushbuttons & Signaling (Harmony) | Pendant control station 2 pushbuttons with mechanical interlock 1 NO | Harmony XACA201 | Contacts: 1 NO | Configuration: 2 pushbuttons | Material: Double Insulated Polypropylene | Protection: IP65 | Application: Hoist / Crane / Machine | Pendant / Joystick | Stocked | XACA201 |  | 7070 |  | Harmony XAC / XD2 | High impact casing; Mechanically interlocked between pairs; CE / UL / CSA approved | - | 1 | Heavy duty hoisting & machine control | 53
370 | Schneider Electric | Pushbuttons & Signaling (Harmony) | Pendant control station 2 pushbuttons with mechanical interlock 1 NC + 1 NO | Harmony XACA205 | Contacts: 1 NC + 1 NO | Configuration: 2 pushbuttons | Material: Double Insulated Polypropylene | Protection: IP65 | Application: Hoist / Crane / Machine | Pendant / Joystick | Stocked | XACA205 |  | 7452 |  | Harmony XAC / XD2 | High impact casing; Mechanically interlocked between pairs; CE / UL / CSA approved | - | 1 | Heavy duty hoisting & machine control | 53
371 | Schneider Electric | Pushbuttons & Signaling (Harmony) | Pendant control station 4 pushbuttons with mechanical interlock 1 NO | Harmony XACA471 | Contacts: 1 NO | Configuration: 4 pushbuttons | Material: Double Insulated Polypropylene | Protection: IP65 | Application: Hoist / Crane / Machine | Pendant / Joystick | Stocked | XACA471 |  | 9243 |  | Harmony XAC / XD2 | High impact casing; Mechanically interlocked between pairs; CE / UL / CSA approved | - | 1 | Heavy duty hoisting & machine control | 53
372 | Schneider Electric | Pushbuttons & Signaling (Harmony) | Pendant control station 6 pushbuttons with mechanical interlock 1 NO | Harmony XACA671 | Contacts: 1 NO | Configuration: 6 pushbuttons | Material: Double Insulated Polypropylene | Protection: IP65 | Application: Hoist / Crane / Machine | Pendant / Joystick | Stocked | XACA671 |  | 10802 |  | Harmony XAC / XD2 | High impact casing; Mechanically interlocked between pairs; CE / UL / CSA approved | - | 1 | Heavy duty hoisting & machine control | 53
373 | Schneider Electric | Pushbuttons & Signaling (Harmony) | Pendant control station 8 pushbuttons with mechanical interlock 1 NO | Harmony XACA871 | Contacts: 1 NO | Configuration: 8 pushbuttons | Material: Double Insulated Polypropylene | Protection: IP65 | Application: Hoist / Crane / Machine | Pendant / Joystick | Stocked | XACA871 |  | 12653 |  | Harmony XAC / XD2 | High impact casing; Mechanically interlocked between pairs; CE / UL / CSA approved | - | 1 | Heavy duty hoisting & machine control | 53
374 | Schneider Electric | Pushbuttons & Signaling (Harmony) | Joystick controller 2-Direction Stay-Put Dia. 22mm 1 step | Harmony XD2PA12 | Contacts: 1 step | Configuration: 2-Direction Stay-Put | Material: Double Insulated Polypropylene | Protection: IP65 | Application: Hoist / Crane / Machine | Pendant / Joystick | Stocked | XD2PA12 |  | 8134 |  | Harmony XAC / XD2 | High impact casing; Mechanically interlocked between pairs; CE / UL / CSA approved | - | 1 | Heavy duty hoisting & machine control | 53
375 | Schneider Electric | Pushbuttons & Signaling (Harmony) | Joystick controller 2-Direction Spring Return to Zero Dia. 22mm | Harmony XD2PA22 | Contacts: 1 step | Configuration: 2-Direction Spring Return | Material: Double Insulated Polypropylene | Protection: IP65 | Application: Hoist / Crane / Machine | Pendant / Joystick | Stocked | XD2PA22 |  | 7531 |  | Harmony XAC / XD2 | High impact casing; Mechanically interlocked between pairs; CE / UL / CSA approved | - | 1 | Heavy duty hoisting & machine control | 53
376 | Schneider Electric | Pushbuttons & Signaling (Harmony) | Joystick controller 4-Direction Stay-Put Dia. 22mm 1 step | Harmony XD2PA14 | Contacts: 1 step | Configuration: 4-Direction Stay-Put | Material: Double Insulated Polypropylene | Protection: IP65 | Application: Hoist / Crane / Machine | Pendant / Joystick | Stocked | XD2PA14 |  | 9305 |  | Harmony XAC / XD2 | High impact casing; Mechanically interlocked between pairs; CE / UL / CSA approved | - | 1 | Heavy duty hoisting & machine control | 53
377 | Schneider Electric | Pushbuttons & Signaling (Harmony) | Joystick controller 4-Direction Spring Return to Zero Dia. 22mm | Harmony XD2PA24 | Contacts: 1 step | Configuration: 4-Direction Spring Return | Material: Double Insulated Polypropylene | Protection: IP65 | Application: Hoist / Crane / Machine | Pendant / Joystick | Stocked | XD2PA24 |  | 9452 |  | Harmony XAC / XD2 | High impact casing; Mechanically interlocked between pairs; CE / UL / CSA approved | - | 1 | Heavy duty hoisting & machine control | 53
378 | Schneider Electric | Pushbuttons & Signaling (Harmony) | Foot Switch Insulated Enclosure 1 NC + 1 NO | Harmony XPEA110 | Contacts: 1 NC + 1 NO | Configuration: Foot Switch | Material: Double Insulated Polypropylene | Protection: IP65 | Application: Hoist / Crane / Machine | Pendant / Joystick | Stocked | XPEA110 |  | 7584 |  | Harmony XAC / XD2 | High impact casing; Mechanically interlocked between pairs; CE / UL / CSA approved | - | 1 | Heavy duty hoisting & machine control | 53
379 | Schneider Electric | HMI Panels & Industrial PCs | 4" W basic operator terminal ST6 | Harmony HMI HMIST6200 | Screen/Format: 4.0" Widescreen | Type: Basic HMI | Color: 16M / 65K Colors | Software: EcoStruxure / Vijeo | Port: Ethernet / COM / USB | HMI / IPC / License | Stocked | HMIST6200 |  | On Request |  | Harmony HMI / EcoStruxure | Dual IP Ethernet; Cybersecurity secure boot; Multi-protocol communication; Industrial grade | - | 1 | Industrial HMI & PC solution | 61
380 | Schneider Electric | HMI Panels & Industrial PCs | 7" W basic operator terminal ST6 | Harmony HMI HMIST6400 | Screen/Format: 7.0" Widescreen | Type: Basic HMI | Color: 16M / 65K Colors | Software: EcoStruxure / Vijeo | Port: Ethernet / COM / USB | HMI / IPC / License | Stocked | HMIST6400 |  | On Request |  | Harmony HMI / EcoStruxure | Dual IP Ethernet; Cybersecurity secure boot; Multi-protocol communication; Industrial grade | - | 1 | Industrial HMI & PC solution | 61
381 | Schneider Electric | HMI Panels & Industrial PCs | 10" W basic operator terminal ST6 | Harmony HMI HMIST6500 | Screen/Format: 10.0" Widescreen | Type: Basic HMI | Color: 16M / 65K Colors | Software: EcoStruxure / Vijeo | Port: Ethernet / COM / USB | HMI / IPC / License | Stocked | HMIST6500 |  | On Request |  | Harmony HMI / EcoStruxure | Dual IP Ethernet; Cybersecurity secure boot; Multi-protocol communication; Industrial grade | - | 1 | Industrial HMI & PC solution | 61
382 | Schneider Electric | HMI Panels & Industrial PCs | 12" W basic operator terminal ST6 | Harmony HMI HMIST6600 | Screen/Format: 12.0" Widescreen | Type: Basic HMI | Color: 16M / 65K Colors | Software: EcoStruxure / Vijeo | Port: Ethernet / COM / USB | HMI / IPC / License | Stocked | HMIST6600 |  | On Request |  | Harmony HMI / EcoStruxure | Dual IP Ethernet; Cybersecurity secure boot; Multi-protocol communication; Industrial grade | - | 1 | Industrial HMI & PC solution | 61
383 | Schneider Electric | HMI Panels & Industrial PCs | 15" W basic operator terminal ST6 | Harmony HMI HMIST6700 | Screen/Format: 15.0" Widescreen | Type: Basic HMI | Color: 16M / 65K Colors | Software: EcoStruxure / Vijeo | Port: Ethernet / COM / USB | HMI / IPC / License | Stocked | HMIST6700 |  | On Request |  | Harmony HMI / EcoStruxure | Dual IP Ethernet; Cybersecurity secure boot; Multi-protocol communication; Industrial grade | - | 1 | Industrial HMI & PC solution | 61
384 | Schneider Electric | HMI Software & Remote Access | Basic HMI Edge Box, STM6 with EcoStruxure Machine SCADA Expert | Harmony HMI HMISTM6BOXIOT | Screen/Format: Edge Box | Type: IIoT Cloud Box | Color: 16M / 65K Colors | Software: EcoStruxure / Vijeo | Port: Ethernet / COM / USB | HMI / IPC / License | Stocked | HMISTM6BOXIOT |  | On Request |  | Harmony HMI / EcoStruxure | Dual IP Ethernet; Cybersecurity secure boot; Multi-protocol communication; Industrial grade | - | 1 | Industrial HMI & PC solution | 61
385 | Schneider Electric | HMI Panels & Industrial PCs | 4.3" touch panel screen RS232C STO7 | Harmony HMI HMISTO705 | Screen/Format: 4.3" Touch | Type: RS232C | Color: 16M / 65K Colors | Software: EcoStruxure / Vijeo | Port: Ethernet / COM / USB | HMI / IPC / License | Stocked | HMISTO705 |  | On Request |  | Harmony HMI / EcoStruxure | Dual IP Ethernet; Cybersecurity secure boot; Multi-protocol communication; Industrial grade | - | 1 | Industrial HMI & PC solution | 61
386 | Schneider Electric | HMI Panels & Industrial PCs | 4.3" touch panel screen Ethernet STO7 | Harmony HMI HMISTO735 | Screen/Format: 4.3" Touch | Type: Ethernet | Color: 16M / 65K Colors | Software: EcoStruxure / Vijeo | Port: Ethernet / COM / USB | HMI / IPC / License | Stocked | HMISTO735 |  | On Request |  | Harmony HMI / EcoStruxure | Dual IP Ethernet; Cybersecurity secure boot; Multi-protocol communication; Industrial grade | - | 1 | Industrial HMI & PC solution | 61
387 | Schneider Electric | HMI Panels & Industrial PCs | Touch Panel Screen 3"5 Color STU (Tool-free 22mm hole mount) | Harmony HMI HMISTU655 | Screen/Format: 3.5" Color | Type: 22mm Hole Mount | Color: 16M / 65K Colors | Software: EcoStruxure / Vijeo | Port: Ethernet / COM / USB | HMI / IPC / License | Stocked | HMISTU655 |  | On Request |  | Harmony HMI / EcoStruxure | Dual IP Ethernet; Cybersecurity secure boot; Multi-protocol communication; Industrial grade | - | 1 | Industrial HMI & PC solution | 61
388 | Schneider Electric | HMI Panels & Industrial PCs | Touch Panel Screen 5"7 Color STU (Tool-free 22mm hole mount) | Harmony HMI HMISTU855 | Screen/Format: 5.7" Color | Type: 22mm Hole Mount | Color: 16M / 65K Colors | Software: EcoStruxure / Vijeo | Port: Ethernet / COM / USB | HMI / IPC / License | Stocked | HMISTU855 |  | On Request |  | Harmony HMI / EcoStruxure | Dual IP Ethernet; Cybersecurity secure boot; Multi-protocol communication; Industrial grade | - | 1 | Industrial HMI & PC solution | 61
389 | Schneider Electric | HMI Panels & Industrial PCs | 3.5 Color Touch Panel QVGA-TFT GTO | Harmony HMI HMIGTO1300 | Screen/Format: 3.5" QVGA | Type: Standard HMI | Color: 16M / 65K Colors | Software: EcoStruxure / Vijeo | Port: Ethernet / COM / USB | HMI / IPC / License | Stocked | HMIGTO1300 |  | On Request |  | Harmony HMI / EcoStruxure | Dual IP Ethernet; Cybersecurity secure boot; Multi-protocol communication; Industrial grade | - | 1 | Industrial HMI & PC solution | 62
390 | Schneider Electric | HMI Panels & Industrial PCs | 5.7 Color Touch Panel QVGA-TFT GTO | Harmony HMI HMIGTO2300 | Screen/Format: 5.7" QVGA | Type: Standard HMI | Color: 16M / 65K Colors | Software: EcoStruxure / Vijeo | Port: Ethernet / COM / USB | HMI / IPC / License | Stocked | HMIGTO2300 |  | On Request |  | Harmony HMI / EcoStruxure | Dual IP Ethernet; Cybersecurity secure boot; Multi-protocol communication; Industrial grade | - | 1 | Industrial HMI & PC solution | 62
391 | Schneider Electric | HMI Panels & Industrial PCs | 7.0 Color Touch Panel WVGA-TFT GTO | Harmony HMI HMIGTO3510 | Screen/Format: 7.0" WVGA | Type: Standard HMI | Color: 16M / 65K Colors | Software: EcoStruxure / Vijeo | Port: Ethernet / COM / USB | HMI / IPC / License | Stocked | HMIGTO3510 |  | On Request |  | Harmony HMI / EcoStruxure | Dual IP Ethernet; Cybersecurity secure boot; Multi-protocol communication; Industrial grade | - | 1 | Industrial HMI & PC solution | 62
392 | Schneider Electric | HMI Panels & Industrial PCs | 10.4 Color Touch Panel VGA-TFT GTO | Harmony HMI HMIGTO5310 | Screen/Format: 10.4" VGA | Type: Standard HMI | Color: 16M / 65K Colors | Software: EcoStruxure / Vijeo | Port: Ethernet / COM / USB | HMI / IPC / License | Stocked | HMIGTO5310 |  | On Request |  | Harmony HMI / EcoStruxure | Dual IP Ethernet; Cybersecurity secure boot; Multi-protocol communication; Industrial grade | - | 1 | Industrial HMI & PC solution | 62
393 | Schneider Electric | HMI Panels & Industrial PCs | 12.1 Color Touch Panel SVGA-TFT GTO | Harmony HMI HMIGTO6310 | Screen/Format: 12.1" SVGA | Type: Standard HMI | Color: 16M / 65K Colors | Software: EcoStruxure / Vijeo | Port: Ethernet / COM / USB | HMI / IPC / License | Stocked | HMIGTO6310 |  | On Request |  | Harmony HMI / EcoStruxure | Dual IP Ethernet; Cybersecurity secure boot; Multi-protocol communication; Industrial grade | - | 1 | Industrial HMI & PC solution | 62
394 | Schneider Electric | HMI Panels & Industrial PCs | 3.5 Small Controller Panel For Machine SCU (Integrated I/O & CANopen) | Harmony HMI HMISCU6A5 | Screen/Format: 3.5" Touch | Type: HMI + Controller | Color: 16M / 65K Colors | Software: EcoStruxure / Vijeo | Port: Ethernet / COM / USB | HMI / IPC / License | Stocked | HMISCU6A5 |  | On Request |  | Harmony HMI / EcoStruxure | Dual IP Ethernet; Cybersecurity secure boot; Multi-protocol communication; Industrial grade | - | 1 | Industrial HMI & PC solution | 62
395 | Schneider Electric | HMI Panels & Industrial PCs | 5.7 Small Controller Panel For Machine SCU (Integrated I/O & CANopen) | Harmony HMI HMISCU8A5 | Screen/Format: 5.7" Touch | Type: HMI + Controller | Color: 16M / 65K Colors | Software: EcoStruxure / Vijeo | Port: Ethernet / COM / USB | HMI / IPC / License | Stocked | HMISCU8A5 |  | On Request |  | Harmony HMI / EcoStruxure | Dual IP Ethernet; Cybersecurity secure boot; Multi-protocol communication; Industrial grade | - | 1 | Industrial HMI & PC solution | 62
396 | Schneider Electric | HMI Panels & Industrial PCs | 10.4 Touch Smart Display SVGA GTU | Harmony HMI HMIDT542 | Screen/Format: 10.4" SVGA | Type: Modular Display | Color: 16M / 65K Colors | Software: EcoStruxure / Vijeo | Port: Ethernet / COM / USB | HMI / IPC / License | Stocked | HMIDT542 |  | On Request |  | Harmony HMI / EcoStruxure | Dual IP Ethernet; Cybersecurity secure boot; Multi-protocol communication; Industrial grade | - | 1 | Industrial HMI & PC solution | 64
397 | Schneider Electric | HMI Panels & Industrial PCs | 12.1 Touch Smart Display XGA GTU | Harmony HMI HMIDT642 | Screen/Format: 12.1" XGA | Type: Modular Display | Color: 16M / 65K Colors | Software: EcoStruxure / Vijeo | Port: Ethernet / COM / USB | HMI / IPC / License | Stocked | HMIDT642 |  | On Request |  | Harmony HMI / EcoStruxure | Dual IP Ethernet; Cybersecurity secure boot; Multi-protocol communication; Industrial grade | - | 1 | Industrial HMI & PC solution | 64
398 | Schneider Electric | HMI Panels & Industrial PCs | 15W Touch Smart Display FWXGA GTU | Harmony HMI HMIDT752 | Screen/Format: 15.0" FWXGA | Type: Modular Display | Color: 16M / 65K Colors | Software: EcoStruxure / Vijeo | Port: Ethernet / COM / USB | HMI / IPC / License | Stocked | HMIDT752 |  | On Request |  | Harmony HMI / EcoStruxure | Dual IP Ethernet; Cybersecurity secure boot; Multi-protocol communication; Industrial grade | - | 1 | Industrial HMI & PC solution | 64
399 | Schneider Electric | HMI Panels & Industrial PCs | Standard Box for Universal Panel GTU | Harmony HMI HMIG2U | Screen/Format: Box Module | Type: Real-Time OS | Color: 16M / 65K Colors | Software: EcoStruxure / Vijeo | Port: Ethernet / COM / USB | HMI / IPC / License | Stocked | HMIG2U |  | On Request |  | Harmony HMI / EcoStruxure | Dual IP Ethernet; Cybersecurity secure boot; Multi-protocol communication; Industrial grade | - | 1 | Industrial HMI & PC solution | 64
400 | Schneider Electric | HMI Panels & Industrial PCs | Premium BOX for Universal Panel GTU | Harmony HMI HMIG3U | Screen/Format: Box Module | Type: Advanced OS | Color: 16M / 65K Colors | Software: EcoStruxure / Vijeo | Port: Ethernet / COM / USB | HMI / IPC / License | Stocked | HMIG3U |  | On Request |  | Harmony HMI / EcoStruxure | Dual IP Ethernet; Cybersecurity secure boot; Multi-protocol communication; Industrial grade | - | 1 | Industrial HMI & PC solution | 64
401 | Schneider Electric | HMI Panels & Industrial PCs | 7W Touch eXtreme Display WVGA GTUX (Sunlight readable 1000 cd/m²) | Harmony HMI HMIDT35X | Screen/Format: 7.0" WVGA | Type: eXtreme Outdoor | Color: 16M / 65K Colors | Software: EcoStruxure / Vijeo | Port: Ethernet / COM / USB | HMI / IPC / License | Stocked | HMIDT35X |  | On Request |  | Harmony HMI / EcoStruxure | Dual IP Ethernet; Cybersecurity secure boot; Multi-protocol communication; Industrial grade | - | 1 | Industrial HMI & PC solution | 64
402 | Schneider Electric | HMI Panels & Industrial PCs | 12W Touch eXtreme Display WXGA GTUX | Harmony HMI HMIDT65X | Screen/Format: 12.0" WXGA | Type: eXtreme Outdoor | Color: 16M / 65K Colors | Software: EcoStruxure / Vijeo | Port: Ethernet / COM / USB | HMI / IPC / License | Stocked | HMIDT65X |  | On Request |  | Harmony HMI / EcoStruxure | Dual IP Ethernet; Cybersecurity secure boot; Multi-protocol communication; Industrial grade | - | 1 | Industrial HMI & PC solution | 64
403 | Schneider Electric | HMI Software & Remote Access | EcoStruxure Operator Terminal Expert Basic Single Permanent License | Harmony HMI HMIEOTEBTB1P | Screen/Format: HMI Software | Type: Single Permanent | Color: 16M / 65K Colors | Software: EcoStruxure / Vijeo | Port: Ethernet / COM / USB | HMI / IPC / License | Stocked | HMIEOTEBTB1P |  | On Request |  | Harmony HMI / EcoStruxure | Dual IP Ethernet; Cybersecurity secure boot; Multi-protocol communication; Industrial grade | - | 1 | Industrial HMI & PC solution | 69
404 | Schneider Electric | HMI Software & Remote Access | EcoStruxure Operator Terminal Expert Professional Single Perm License | Harmony HMI HMIEOTEBTP1P | Screen/Format: HMI Software | Type: Professional Perm | Color: 16M / 65K Colors | Software: EcoStruxure / Vijeo | Port: Ethernet / COM / USB | HMI / IPC / License | Stocked | HMIEOTEBTP1P |  | On Request |  | Harmony HMI / EcoStruxure | Dual IP Ethernet; Cybersecurity secure boot; Multi-protocol communication; Industrial grade | - | 1 | Industrial HMI & PC solution | 69
405 | Schneider Electric | HMI Software & Remote Access | EcoStruxure Machine SCADA Expert 3rd Party 1.5K Tag RT License | Harmony HMI HMIEMSE3PRT1KA | Screen/Format: SCADA Runtime | Type: 1.5K Tags | Color: 16M / 65K Colors | Software: EcoStruxure / Vijeo | Port: Ethernet / COM / USB | HMI / IPC / License | Stocked | HMIEMSE3PRT1KA |  | On Request |  | Harmony HMI / EcoStruxure | Dual IP Ethernet; Cybersecurity secure boot; Multi-protocol communication; Industrial grade | - | 1 | Industrial HMI & PC solution | 70
406 | Schneider Electric | HMI Software & Remote Access | EcoStruxure Machine SCADA Expert 3rd Party 32K Tag RT License | Harmony HMI HMIEMSE3PRT32KA | Screen/Format: SCADA Runtime | Type: 32K Tags | Color: 16M / 65K Colors | Software: EcoStruxure / Vijeo | Port: Ethernet / COM / USB | HMI / IPC / License | Stocked | HMIEMSE3PRT32KA |  | On Request |  | Harmony HMI / EcoStruxure | Dual IP Ethernet; Cybersecurity secure boot; Multi-protocol communication; Industrial grade | - | 1 | Industrial HMI & PC solution | 70
407 | Schneider Electric | HMI Software & Remote Access | Vijeo Designer 6.3 HMI configuration software single license | Harmony HMI VJDBTPRO1P | Screen/Format: HMI Software | Type: Single License | Color: 16M / 65K Colors | Software: EcoStruxure / Vijeo | Port: Ethernet / COM / USB | HMI / IPC / License | Stocked | VJDBTPRO1P |  | On Request |  | Harmony HMI / EcoStruxure | Dual IP Ethernet; Cybersecurity secure boot; Multi-protocol communication; Industrial grade | - | 1 | Industrial HMI & PC solution | 71
408 | Schneider Electric | HMI Software & Remote Access | Vijeo Connect Link Manager Remote Access License | Harmony HMI VJOCNTLML | Screen/Format: Remote Access | Type: Link Manager | Color: 16M / 65K Colors | Software: EcoStruxure / Vijeo | Port: Ethernet / COM / USB | HMI / IPC / License | Stocked | VJOCNTLML |  | On Request |  | Harmony HMI / EcoStruxure | Dual IP Ethernet; Cybersecurity secure boot; Multi-protocol communication; Industrial grade | - | 1 | Industrial HMI & PC solution | 72
409 | Schneider Electric | Control Relays (TeSys) | TeSys K Control Relay 2NO+2NC 24V AC | TeSys K CA2KN22B7 | Rating: 2NO + 2NC | Power/Voltage: 24V AC | Poles: 3P / 4P | Frequency: 50/60Hz Dual | Mounting: DIN Rail 35mm | Contactor / Relay | Stocked | CA2KN22B7 |  | 2640 |  | TeSys K | Compact mini-contactor; Conforms to IEC, UL, CSA; 1NO or 1NC auxiliary built-in | - | 1 | Compact machine automation | 77
410 | Schneider Electric | Control Relays (TeSys) | TeSys K Control Relay 2NO+2NC 220V AC | TeSys K CA2KN22M7 | Rating: 2NO + 2NC | Power/Voltage: 220V AC | Poles: 3P / 4P | Frequency: 50/60Hz Dual | Mounting: DIN Rail 35mm | Contactor / Relay | Stocked | CA2KN22M7 |  | 2640 |  | TeSys K | Compact mini-contactor; Conforms to IEC, UL, CSA; 1NO or 1NC auxiliary built-in | - | 1 | Compact machine automation | 77
411 | Schneider Electric | Control Relays (TeSys) | TeSys K Control Relay 3NO+1NC 220V AC | TeSys K CA2KN31M7 | Rating: 3NO + 1NC | Power/Voltage: 220V AC | Poles: 3P / 4P | Frequency: 50/60Hz Dual | Mounting: DIN Rail 35mm | Contactor / Relay | Stocked | CA2KN31M7 |  | 2640 |  | TeSys K | Compact mini-contactor; Conforms to IEC, UL, CSA; 1NO or 1NC auxiliary built-in | - | 1 | Compact machine automation | 77
412 | Schneider Electric | Control Relays (TeSys) | TeSys K Control Relay 4NO 220V AC | TeSys K CA2KN40M7 | Rating: 4NO | Power/Voltage: 220V AC | Poles: 3P / 4P | Frequency: 50/60Hz Dual | Mounting: DIN Rail 35mm | Contactor / Relay | Stocked | CA2KN40M7 |  | 2640 |  | TeSys K | Compact mini-contactor; Conforms to IEC, UL, CSA; 1NO or 1NC auxiliary built-in | - | 1 | Compact machine automation | 77
413 | Schneider Electric | Control Relays (TeSys) | TeSys K DC Control Relay 2NO+2NC 24V DC | TeSys K CA3KN22BD | Rating: 2NO + 2NC | Power/Voltage: 24V DC | Poles: 3P / 4P | Frequency: 50/60Hz Dual | Mounting: DIN Rail 35mm | Contactor / Relay | Stocked | CA3KN22BD |  | 3670 |  | TeSys K | Compact mini-contactor; Conforms to IEC, UL, CSA; 1NO or 1NC auxiliary built-in | - | 1 | Compact machine automation | 77
414 | Schneider Electric | Control Relays (TeSys) | TeSys K DC Control Relay 3NO+1NC 24V DC | TeSys K CA3KN31BD | Rating: 3NO + 1NC | Power/Voltage: 24V DC | Poles: 3P / 4P | Frequency: 50/60Hz Dual | Mounting: DIN Rail 35mm | Contactor / Relay | Stocked | CA3KN31BD |  | 3670 |  | TeSys K | Compact mini-contactor; Conforms to IEC, UL, CSA; 1NO or 1NC auxiliary built-in | - | 1 | Compact machine automation | 77
415 | Schneider Electric | Power Contactors (TeSys K/Deca/Giga) | TeSys K Low Consumption DC Relay 2NO+2NC 24V DC | TeSys K CA4KN22BW3 | Rating: 2NO + 2NC | Power/Voltage: 24V DC Low Cons. | Poles: 3P / 4P | Frequency: 50/60Hz Dual | Mounting: DIN Rail 35mm | Contactor / Relay | Stocked | CA4KN22BW3 |  | 4495 |  | TeSys K | Compact mini-contactor; Conforms to IEC, UL, CSA; 1NO or 1NC auxiliary built-in | - | 1 | Compact machine automation | 77
416 | Schneider Electric | Power Contactors (TeSys K/Deca/Giga) | TeSys K Contactor 6A AC-3 2.2kW 1NC Aux 220V AC | TeSys K LC1K0601M7 | Rating: 6A AC-3 | Power/Voltage: 2.2kW | Poles: 3P / 4P | Frequency: 50/60Hz Dual | Mounting: DIN Rail 35mm | Contactor / Relay | Stocked | LC1K0601M7 |  | 2315 |  | TeSys K | Compact mini-contactor; Conforms to IEC, UL, CSA; 1NO or 1NC auxiliary built-in | - | 1 | Compact machine automation | 77
417 | Schneider Electric | Power Contactors (TeSys K/Deca/Giga) | TeSys K Contactor 6A AC-3 2.2kW 1NO Aux 220V AC | TeSys K LC1K0610M7 | Rating: 6A AC-3 | Power/Voltage: 2.2kW | Poles: 3P / 4P | Frequency: 50/60Hz Dual | Mounting: DIN Rail 35mm | Contactor / Relay | Stocked | LC1K0610M7 |  | 2315 |  | TeSys K | Compact mini-contactor; Conforms to IEC, UL, CSA; 1NO or 1NC auxiliary built-in | - | 1 | Compact machine automation | 77
418 | Schneider Electric | Power Contactors (TeSys K/Deca/Giga) | TeSys K Contactor 9A AC-3 4kW 1NC Aux 220V AC | TeSys K LC1K0901M7 | Rating: 9A AC-3 | Power/Voltage: 4.0kW | Poles: 3P / 4P | Frequency: 50/60Hz Dual | Mounting: DIN Rail 35mm | Contactor / Relay | Stocked | LC1K0901M7 |  | 2420 |  | TeSys K | Compact mini-contactor; Conforms to IEC, UL, CSA; 1NO or 1NC auxiliary built-in | - | 1 | Compact machine automation | 77
419 | Schneider Electric | Power Contactors (TeSys K/Deca/Giga) | TeSys K Contactor 9A AC-3 4kW 1NO Aux 220V AC | TeSys K LC1K0910M7 | Rating: 9A AC-3 | Power/Voltage: 4.0kW | Poles: 3P / 4P | Frequency: 50/60Hz Dual | Mounting: DIN Rail 35mm | Contactor / Relay | Stocked | LC1K0910M7 |  | 2420 |  | TeSys K | Compact mini-contactor; Conforms to IEC, UL, CSA; 1NO or 1NC auxiliary built-in | - | 1 | Compact machine automation | 77
420 | Schneider Electric | Power Contactors (TeSys K/Deca/Giga) | TeSys K Contactor 12A AC-3 5.5kW 1NC Aux 220V AC | TeSys K LC1K1201M7 | Rating: 12A AC-3 | Power/Voltage: 5.5kW | Poles: 3P / 4P | Frequency: 50/60Hz Dual | Mounting: DIN Rail 35mm | Contactor / Relay | Stocked | LC1K1201M7 |  | 2740 |  | TeSys K | Compact mini-contactor; Conforms to IEC, UL, CSA; 1NO or 1NC auxiliary built-in | - | 1 | Compact machine automation | 77
421 | Schneider Electric | Power Contactors (TeSys K/Deca/Giga) | TeSys K Contactor 12A AC-3 5.5kW 1NO Aux 220V AC | TeSys K LC1K1210M7 | Rating: 12A AC-3 | Power/Voltage: 5.5kW | Poles: 3P / 4P | Frequency: 50/60Hz Dual | Mounting: DIN Rail 35mm | Contactor / Relay | Stocked | LC1K1210M7 |  | 2740 |  | TeSys K | Compact mini-contactor; Conforms to IEC, UL, CSA; 1NO or 1NC auxiliary built-in | - | 1 | Compact machine automation | 77
422 | Schneider Electric | Power Contactors (TeSys K/Deca/Giga) | TeSys K Contactor 16A AC-3 7.5kW 1NC Aux 220V AC | TeSys K LC1K1601M7 | Rating: 16A AC-3 | Power/Voltage: 7.5kW | Poles: 3P / 4P | Frequency: 50/60Hz Dual | Mounting: DIN Rail 35mm | Contactor / Relay | Stocked | LC1K1601M7 |  | 3240 |  | TeSys K | Compact mini-contactor; Conforms to IEC, UL, CSA; 1NO or 1NC auxiliary built-in | - | 1 | Compact machine automation | 77
423 | Schneider Electric | Power Contactors (TeSys K/Deca/Giga) | TeSys K Contactor 16A AC-3 7.5kW 1NO Aux 220V AC | TeSys K LC1K1610M7 | Rating: 16A AC-3 | Power/Voltage: 7.5kW | Poles: 3P / 4P | Frequency: 50/60Hz Dual | Mounting: DIN Rail 35mm | Contactor / Relay | Stocked | LC1K1610M7 |  | 3240 |  | TeSys K | Compact mini-contactor; Conforms to IEC, UL, CSA; 1NO or 1NC auxiliary built-in | - | 1 | Compact machine automation | 77
424 | Schneider Electric | Power Contactors (TeSys K/Deca/Giga) | TeSys K DC Contactor 6A AC-3 2.2kW 1NO Aux 24V DC | TeSys K LP1K0610BD | Rating: 6A AC-3 | Power/Voltage: 2.2kW | Poles: 3P / 4P | Frequency: 50/60Hz Dual | Mounting: DIN Rail 35mm | Contactor / Relay | Stocked | LP1K0610BD |  | 3620 |  | TeSys K | Compact mini-contactor; Conforms to IEC, UL, CSA; 1NO or 1NC auxiliary built-in | - | 1 | Compact machine automation | 77
425 | Schneider Electric | Power Contactors (TeSys K/Deca/Giga) | TeSys K DC Contactor 9A AC-3 4kW 1NO Aux 24V DC | TeSys K LP1K0910BD | Rating: 9A AC-3 | Power/Voltage: 4.0kW | Poles: 3P / 4P | Frequency: 50/60Hz Dual | Mounting: DIN Rail 35mm | Contactor / Relay | Stocked | LP1K0910BD |  | 3935 |  | TeSys K | Compact mini-contactor; Conforms to IEC, UL, CSA; 1NO or 1NC auxiliary built-in | - | 1 | Compact machine automation | 77
426 | Schneider Electric | Power Contactors (TeSys K/Deca/Giga) | TeSys K DC Contactor 12A AC-3 5.5kW 1NO Aux 24V DC | TeSys K LP1K1210BD | Rating: 12A AC-3 | Power/Voltage: 5.5kW | Poles: 3P / 4P | Frequency: 50/60Hz Dual | Mounting: DIN Rail 35mm | Contactor / Relay | Stocked | LP1K1210BD |  | 4560 |  | TeSys K | Compact mini-contactor; Conforms to IEC, UL, CSA; 1NO or 1NC auxiliary built-in | - | 1 | Compact machine automation | 77
427 | Schneider Electric | Power Contactors (TeSys K/Deca/Giga) | TeSys K Reversing Contactor 6A AC-3 2.2kW 220V AC | TeSys K LC2K0610M7 | Rating: 6A AC-3 | Power/Voltage: 2.2kW | Poles: 3P / 4P | Frequency: 50/60Hz Dual | Mounting: DIN Rail 35mm | Contactor / Relay | Stocked | LC2K0610M7 |  | 7710 |  | TeSys K | Compact mini-contactor; Conforms to IEC, UL, CSA; 1NO or 1NC auxiliary built-in | - | 1 | Compact machine automation | 77
428 | Schneider Electric | Power Contactors (TeSys K/Deca/Giga) | TeSys K Reversing Contactor 9A AC-3 4kW 220V AC | TeSys K LC2K0910M7 | Rating: 9A AC-3 | Power/Voltage: 4.0kW | Poles: 3P / 4P | Frequency: 50/60Hz Dual | Mounting: DIN Rail 35mm | Contactor / Relay | Stocked | LC2K0910M7 |  | 8230 |  | TeSys K | Compact mini-contactor; Conforms to IEC, UL, CSA; 1NO or 1NC auxiliary built-in | - | 1 | Compact machine automation | 77
429 | Schneider Electric | Power Contactors (TeSys K/Deca/Giga) | TeSys K Reversing Contactor 12A AC-3 5.5kW 220V AC | TeSys K LC2K1210M7 | Rating: 12A AC-3 | Power/Voltage: 5.5kW | Poles: 3P / 4P | Frequency: 50/60Hz Dual | Mounting: DIN Rail 35mm | Contactor / Relay | Stocked | LC2K1210M7 |  | 8480 |  | TeSys K | Compact mini-contactor; Conforms to IEC, UL, CSA; 1NO or 1NC auxiliary built-in | - | 1 | Compact machine automation | 77
430 | Schneider Electric | Power Contactors (TeSys K/Deca/Giga) | Auxiliary contact block 1NO + 1NC front mount for TeSys K | TeSys K LA1KN11 | Rating: 1NO + 1NC | Power/Voltage: Front Mount | Poles: 3P / 4P | Frequency: 50/60Hz Dual | Mounting: DIN Rail 35mm | Contactor / Relay | Stocked | LA1KN11 |  | 1170 |  | TeSys K | Compact mini-contactor; Conforms to IEC, UL, CSA; 1NO or 1NC auxiliary built-in | - | 1 | Compact machine automation | 77
431 | Schneider Electric | Power Contactors (TeSys K/Deca/Giga) | Auxiliary contact block 2NO + 2NC front mount for TeSys K | TeSys K LA1KN22 | Rating: 2NO + 2NC | Power/Voltage: Front Mount | Poles: 3P / 4P | Frequency: 50/60Hz Dual | Mounting: DIN Rail 35mm | Contactor / Relay | Stocked | LA1KN22 |  | 1970 |  | TeSys K | Compact mini-contactor; Conforms to IEC, UL, CSA; 1NO or 1NC auxiliary built-in | - | 1 | Compact machine automation | 77
432 | Schneider Electric | Power Contactors (TeSys K/Deca/Giga) | On Delay Electronic Timer 1-30s 24-48V AC/DC for TeSys K | TeSys K LA2KT2E | Rating: Timer 1-30s | Power/Voltage: 24-48V AC/DC | Poles: 3P / 4P | Frequency: 50/60Hz Dual | Mounting: DIN Rail 35mm | Contactor / Relay | Stocked | LA2KT2E |  | 6445 |  | TeSys K | Compact mini-contactor; Conforms to IEC, UL, CSA; 1NO or 1NC auxiliary built-in | - | 1 | Compact machine automation | 77
433 | Schneider Electric | Power Contactors (TeSys K/Deca/Giga) | Surge Suppressor RC Circuit 220-250V AC for TeSys K | TeSys K LA4KA1U* | Rating: RC Circuit | Power/Voltage: 220-250V AC | Poles: 3P / 4P | Frequency: 50/60Hz Dual | Mounting: DIN Rail 35mm | Contactor / Relay | Stocked | LA4KA1U* |  | 1690 |  | TeSys K | Compact mini-contactor; Conforms to IEC, UL, CSA; 1NO or 1NC auxiliary built-in | - | 1 | Compact machine automation | 77
434 | Schneider Electric | Power Contactors (TeSys K/Deca/Giga) | Capacitor Contactor 12.5 kVar 440V 1NO+2NC 220V AC | Capacitor 12.5 kVar | Reactive Power: 12.5 kVar | Voltage: 440V | Aux: 1NO + 2NC | Coil: 220V AC | Feature: Damping Resistors | Capacitor Contactor | Stocked | LC1DFK11M7 |  | 7565 |  | TeSys LC1D*K | Equipped with early-make damping resistors to limit inrush currents on capacitor banks | - | 1 | APFC panel capacitor switching | 79
435 | Schneider Electric | Power Contactors (TeSys K/Deca/Giga) | Capacitor Contactor 16.7 kVar 440V 1NO+2NC 220V AC | Capacitor 16.7 kVar | Reactive Power: 16.7 kVar | Voltage: 440V | Aux: 1NO + 2NC | Coil: 220V AC | Feature: Damping Resistors | Capacitor Contactor | Stocked | LC1DGK11M7 |  | 10625 |  | TeSys LC1D*K | Equipped with early-make damping resistors to limit inrush currents on capacitor banks | - | 1 | APFC panel capacitor switching | 79
436 | Schneider Electric | Power Contactors (TeSys K/Deca/Giga) | Capacitor Contactor 21 kVar 440V 1NO+2NC 220V AC | Capacitor 21 kVar | Reactive Power: 21 kVar | Voltage: 440V | Aux: 1NO + 2NC | Coil: 220V AC | Feature: Damping Resistors | Capacitor Contactor | Stocked | LC1DLK11M7 |  | 11935 |  | TeSys LC1D*K | Equipped with early-make damping resistors to limit inrush currents on capacitor banks | - | 1 | APFC panel capacitor switching | 79
437 | Schneider Electric | Power Contactors (TeSys K/Deca/Giga) | Capacitor Contactor 27 kVar 440V 1NO+2NC 220V AC | Capacitor 27 kVar | Reactive Power: 27 kVar | Voltage: 440V | Aux: 1NO + 2NC | Coil: 220V AC | Feature: Damping Resistors | Capacitor Contactor | Stocked | LC1DMK11M7 |  | 13090 |  | TeSys LC1D*K | Equipped with early-make damping resistors to limit inrush currents on capacitor banks | - | 1 | APFC panel capacitor switching | 79
438 | Schneider Electric | Power Contactors (TeSys K/Deca/Giga) | Capacitor Contactor 32 kVar 440V 1NO+2NC 220V AC | Capacitor 32 kVar | Reactive Power: 32 kVar | Voltage: 440V | Aux: 1NO + 2NC | Coil: 220V AC | Feature: Damping Resistors | Capacitor Contactor | Stocked | LC1DPK11M7 |  | 28520 |  | TeSys LC1D*K | Equipped with early-make damping resistors to limit inrush currents on capacitor banks | - | 1 | APFC panel capacitor switching | 79
439 | Schneider Electric | Power Contactors (TeSys K/Deca/Giga) | Capacitor Contactor 43 kVar 440V 1NO+2NC 220V AC | Capacitor 43 kVar | Reactive Power: 43 kVar | Voltage: 440V | Aux: 1NO + 2NC | Coil: 220V AC | Feature: Damping Resistors | Capacitor Contactor | Stocked | LC1DTK11M7 |  | 39290 |  | TeSys LC1D*K | Equipped with early-make damping resistors to limit inrush currents on capacitor banks | - | 1 | APFC panel capacitor switching | 79
440 | Schneider Electric | Power Contactors (TeSys K/Deca/Giga) | Capacitor Contactor 67 kVar 440V 1NO+2NC 220V AC | Capacitor 67 kVar | Reactive Power: 67 kVar | Voltage: 440V | Aux: 1NO + 2NC | Coil: 220V AC | Feature: Damping Resistors | Capacitor Contactor | Stocked | LC1DWK12M7 |  | 44230 |  | TeSys LC1D*K | Equipped with early-make damping resistors to limit inrush currents on capacitor banks | - | 1 | APFC panel capacitor switching | 79
441 | Schneider Electric | Power Contactors (TeSys K/Deca/Giga) | TeSys Deca Contactor 9A AC-3 4kW 1NO+1NC 220V AC | TeSys Deca LC1D09M7 | Rated Current: 9A (AC-3) | Motor Power: 4kW | Coil Voltage: 220V AC | Aux Contacts: 1NO + 1NC | Terminals: EverLink / Screw | Power Contactor | Stocked | LC1D09M7 |  | 2725 |  | TeSys Deca | EverLink double cage terminals on 40-80A; Built-in surge suppressor; Up to 80% less energy with Advanced coil | - | 1 | Industry standard motor starter | 80
442 | Schneider Electric | Power Contactors (TeSys K/Deca/Giga) | TeSys Deca Contactor 12A AC-3 5.5kW 1NO+1NC 220V AC | TeSys Deca LC1D12M7 | Rated Current: 12A (AC-3) | Motor Power: 5.5kW | Coil Voltage: 220V AC | Aux Contacts: 1NO + 1NC | Terminals: EverLink / Screw | Power Contactor | Stocked | LC1D12M7 |  | 3070 |  | TeSys Deca | EverLink double cage terminals on 40-80A; Built-in surge suppressor; Up to 80% less energy with Advanced coil | - | 1 | Industry standard motor starter | 80
443 | Schneider Electric | Power Contactors (TeSys K/Deca/Giga) | TeSys Deca Contactor 18A AC-3 9kW 1NO+1NC 220V AC | TeSys Deca LC1D18M7 | Rated Current: 18A (AC-3) | Motor Power: 9kW | Coil Voltage: 220V AC | Aux Contacts: 1NO + 1NC | Terminals: EverLink / Screw | Power Contactor | Stocked | LC1D18M7 |  | 3560 |  | TeSys Deca | EverLink double cage terminals on 40-80A; Built-in surge suppressor; Up to 80% less energy with Advanced coil | - | 1 | Industry standard motor starter | 80
444 | Schneider Electric | Power Contactors (TeSys K/Deca/Giga) | TeSys Deca Contactor 25A AC-3 11kW 1NO+1NC 220V AC | TeSys Deca LC1D25M7 | Rated Current: 25A (AC-3) | Motor Power: 11kW | Coil Voltage: 220V AC | Aux Contacts: 1NO + 1NC | Terminals: EverLink / Screw | Power Contactor | Stocked | LC1D25M7 |  | 4420 |  | TeSys Deca | EverLink double cage terminals on 40-80A; Built-in surge suppressor; Up to 80% less energy with Advanced coil | - | 1 | Industry standard motor starter | 80
445 | Schneider Electric | Power Contactors (TeSys K/Deca/Giga) | TeSys Deca Contactor 32A AC-3 15kW 1NO+1NC 220V AC | TeSys Deca LC1D32M7 | Rated Current: 32A (AC-3) | Motor Power: 15kW | Coil Voltage: 220V AC | Aux Contacts: 1NO + 1NC | Terminals: EverLink / Screw | Power Contactor | Stocked | LC1D32M7 |  | 8600 |  | TeSys Deca | EverLink double cage terminals on 40-80A; Built-in surge suppressor; Up to 80% less energy with Advanced coil | - | 1 | Industry standard motor starter | 80
446 | Schneider Electric | Power Contactors (TeSys K/Deca/Giga) | TeSys Deca Contactor 38A AC-3 18.5kW 1NO+1NC 220V AC | TeSys Deca LC1D38M7 | Rated Current: 38A (AC-3) | Motor Power: 18.5kW | Coil Voltage: 220V AC | Aux Contacts: 1NO + 1NC | Terminals: EverLink / Screw | Power Contactor | Stocked | LC1D38M7 |  | 12230 |  | TeSys Deca | EverLink double cage terminals on 40-80A; Built-in surge suppressor; Up to 80% less energy with Advanced coil | - | 1 | Industry standard motor starter | 80
447 | Schneider Electric | Power Contactors (TeSys K/Deca/Giga) | TeSys Deca Contactor 40A AC-3 22kW EverLink 1NO+1NC 220V AC | TeSys Deca LC1D40AM7 | Rated Current: 40A (AC-3) | Motor Power: 22kW | Coil Voltage: 220V AC | Aux Contacts: 1NO + 1NC | Terminals: EverLink / Screw | Power Contactor | Stocked | LC1D40AM7 |  | 13085 |  | TeSys Deca | EverLink double cage terminals on 40-80A; Built-in surge suppressor; Up to 80% less energy with Advanced coil | - | 1 | Industry standard motor starter | 88
448 | Schneider Electric | Power Contactors (TeSys K/Deca/Giga) | TeSys Deca Contactor 50A AC-3 25kW EverLink 1NO+1NC 220V AC | TeSys Deca LC1D50AM7 | Rated Current: 50A (AC-3) | Motor Power: 25kW | Coil Voltage: 220V AC | Aux Contacts: 1NO + 1NC | Terminals: EverLink / Screw | Power Contactor | Stocked | LC1D50AM7 |  | 16960 |  | TeSys Deca | EverLink double cage terminals on 40-80A; Built-in surge suppressor; Up to 80% less energy with Advanced coil | - | 1 | Industry standard motor starter | 88
449 | Schneider Electric | Power Contactors (TeSys K/Deca/Giga) | TeSys Deca Contactor 65A AC-3 37kW EverLink 1NO+1NC 220V AC | TeSys Deca LC1D65AM7 | Rated Current: 65A (AC-3) | Motor Power: 37kW | Coil Voltage: 220V AC | Aux Contacts: 1NO + 1NC | Terminals: EverLink / Screw | Power Contactor | Stocked | LC1D65AM7 |  | 23535 |  | TeSys Deca | EverLink double cage terminals on 40-80A; Built-in surge suppressor; Up to 80% less energy with Advanced coil | - | 1 | Industry standard motor starter | 88
450 | Schneider Electric | Power Contactors (TeSys K/Deca/Giga) | TeSys Deca Contactor 80A AC-3 37kW EverLink 1NO+1NC 220V AC | TeSys Deca LC1D80AM7 | Rated Current: 80A (AC-3) | Motor Power: 37kW | Coil Voltage: 220V AC | Aux Contacts: 1NO + 1NC | Terminals: EverLink / Screw | Power Contactor | Stocked | LC1D80AM7 |  | 29420 |  | TeSys Deca | EverLink double cage terminals on 40-80A; Built-in surge suppressor; Up to 80% less energy with Advanced coil | - | 1 | Industry standard motor starter | 88
451 | Schneider Electric | Power Contactors (TeSys K/Deca/Giga) | TeSys Deca Contactor 80A AC-3 45kW 1NO+1NC 220V AC | TeSys Deca LC1D80M7 | Rated Current: 80A (AC-3) | Motor Power: 45kW | Coil Voltage: 220V AC | Aux Contacts: 1NO + 1NC | Terminals: EverLink / Screw | Power Contactor | Stocked | LC1D80M7 |  | 36370 |  | TeSys Deca | EverLink double cage terminals on 40-80A; Built-in surge suppressor; Up to 80% less energy with Advanced coil | - | 1 | Industry standard motor starter | 80
452 | Schneider Electric | Power Contactors (TeSys K/Deca/Giga) | TeSys Deca Contactor 95A AC-3 45kW 1NO+1NC 220V AC | TeSys Deca LC1D95M7 | Rated Current: 95A (AC-3) | Motor Power: 45kW | Coil Voltage: 220V AC | Aux Contacts: 1NO + 1NC | Terminals: EverLink / Screw | Power Contactor | Stocked | LC1D95M7 |  | 37885 |  | TeSys Deca | EverLink double cage terminals on 40-80A; Built-in surge suppressor; Up to 80% less energy with Advanced coil | - | 1 | Industry standard motor starter | 80
453 | Schneider Electric | Power Contactors (TeSys K/Deca/Giga) | TeSys Deca Advanced Contactor 9A AC-3 Electronic Coil 100-250V AC/DC | TeSys Deca LC1D09KUE | Rated Current: 9A (AC-3) | Motor Power: 4kW | Coil Voltage: 100-250V AC/DC | Aux Contacts: 1NO + 1NC | Terminals: EverLink / Screw | Power Contactor | Stocked | LC1D09KUE |  | 5640 |  | TeSys Deca | EverLink double cage terminals on 40-80A; Built-in surge suppressor; Up to 80% less energy with Advanced coil | - | 1 | Industry standard motor starter | 80
454 | Schneider Electric | Power Contactors (TeSys K/Deca/Giga) | TeSys Deca Advanced Contactor 18A AC-3 Electronic Coil 100-250V AC/DC | TeSys Deca LC1D18KUE | Rated Current: 18A (AC-3) | Motor Power: 9kW | Coil Voltage: 100-250V AC/DC | Aux Contacts: 1NO + 1NC | Terminals: EverLink / Screw | Power Contactor | Stocked | LC1D18KUE |  | 7980 |  | TeSys Deca | EverLink double cage terminals on 40-80A; Built-in surge suppressor; Up to 80% less energy with Advanced coil | - | 1 | Industry standard motor starter | 80
455 | Schneider Electric | Power Contactors (TeSys K/Deca/Giga) | TeSys Deca Advanced Contactor 32A AC-3 Electronic Coil 100-250V AC/DC | TeSys Deca LC1D32KUE | Rated Current: 32A (AC-3) | Motor Power: 15kW | Coil Voltage: 100-250V AC/DC | Aux Contacts: 1NO + 1NC | Terminals: EverLink / Screw | Power Contactor | Stocked | LC1D32KUE |  | 18705 |  | TeSys Deca | EverLink double cage terminals on 40-80A; Built-in surge suppressor; Up to 80% less energy with Advanced coil | - | 1 | Industry standard motor starter | 80
456 | Schneider Electric | Power Contactors (TeSys K/Deca/Giga) | TeSys Deca Advanced Contactor 40A AC-3 Electronic Coil 100-250V AC/DC | TeSys Deca LC1D40AKUE | Rated Current: 40A (AC-3) | Motor Power: 22kW | Coil Voltage: 100-250V AC/DC | Aux Contacts: 1NO + 1NC | Terminals: EverLink / Screw | Power Contactor | Stocked | LC1D40AKUE |  | 21865 |  | TeSys Deca | EverLink double cage terminals on 40-80A; Built-in surge suppressor; Up to 80% less energy with Advanced coil | - | 1 | Industry standard motor starter | 80
457 | Schneider Electric | Power Contactors (TeSys K/Deca/Giga) | TeSys Deca Advanced Contactor 65A AC-3 Electronic Coil 100-250V AC/DC | TeSys Deca LC1D65AKUE | Rated Current: 65A (AC-3) | Motor Power: 37kW | Coil Voltage: 100-250V AC/DC | Aux Contacts: 1NO + 1NC | Terminals: EverLink / Screw | Power Contactor | Stocked | LC1D65AKUE |  | 31120 |  | TeSys Deca | EverLink double cage terminals on 40-80A; Built-in surge suppressor; Up to 80% less energy with Advanced coil | - | 1 | Industry standard motor starter | 80
458 | Schneider Electric | Power Contactors (TeSys K/Deca/Giga) | TeSys Deca Advanced Contactor 80A AC-3 Electronic Coil 100-250V AC/DC | TeSys Deca LC1D80AKUE | Rated Current: 80A (AC-3) | Motor Power: 37kW | Coil Voltage: 100-250V AC/DC | Aux Contacts: 1NO + 1NC | Terminals: EverLink / Screw | Power Contactor | Stocked | LC1D80AKUE |  | 37770 |  | TeSys Deca | EverLink double cage terminals on 40-80A; Built-in surge suppressor; Up to 80% less energy with Advanced coil | - | 1 | Industry standard motor starter | 80
459 | Schneider Electric | Power Contactors (TeSys K/Deca/Giga) | TeSys Deca Advanced Contactor 115A AC-3 Electronic Coil 100-250V AC/DC | TeSys Deca LC1D115AKUE | Rated Current: 115A (AC-3) | Motor Power: 59kW | Coil Voltage: 100-250V AC/DC | Aux Contacts: 1NO + 1NC | Terminals: EverLink / Screw | Power Contactor | Stocked | LC1D115AKUE |  | 49415 |  | TeSys Deca | EverLink double cage terminals on 40-80A; Built-in surge suppressor; Up to 80% less energy with Advanced coil | - | 1 | Industry standard motor starter | 80
460 | Schneider Electric | Power Contactors (TeSys K/Deca/Giga) | TeSys Deca Advanced Contactor 150A AC-3 Electronic Coil 100-250V AC/DC | TeSys Deca LC1D150AKUE | Rated Current: 150A (AC-3) | Motor Power: 80kW | Coil Voltage: 100-250V AC/DC | Aux Contacts: 1NO + 1NC | Terminals: EverLink / Screw | Power Contactor | Stocked | LC1D150AKUE |  | 50455 |  | TeSys Deca | EverLink double cage terminals on 40-80A; Built-in surge suppressor; Up to 80% less energy with Advanced coil | - | 1 | Industry standard motor starter | 80
461 | Schneider Electric | Power Contactors (TeSys K/Deca/Giga) | TeSys Deca 4P Contactor 20A AC-1 4NO 220V AC | TeSys Deca LC1DT20M7 | Rated Current: 20A (AC-1) | Motor Power: 4NO | Coil Voltage: 220V AC | Aux Contacts: 1NO + 1NC | Terminals: EverLink / Screw | Power Contactor | Stocked | LC1DT20M7 |  | 5210 |  | TeSys Deca | EverLink double cage terminals on 40-80A; Built-in surge suppressor; Up to 80% less energy with Advanced coil | - | 1 | Industry standard motor starter | 80
462 | Schneider Electric | Power Contactors (TeSys K/Deca/Giga) | TeSys Deca 4P Contactor 25A AC-1 4NO 220V AC | TeSys Deca LC1DT25M7 | Rated Current: 25A (AC-1) | Motor Power: 4NO | Coil Voltage: 220V AC | Aux Contacts: 1NO + 1NC | Terminals: EverLink / Screw | Power Contactor | Stocked | LC1DT25M7 |  | 6260 |  | TeSys Deca | EverLink double cage terminals on 40-80A; Built-in surge suppressor; Up to 80% less energy with Advanced coil | - | 1 | Industry standard motor starter | 80
463 | Schneider Electric | Power Contactors (TeSys K/Deca/Giga) | TeSys Deca 4P Contactor 32A AC-1 4NO 220V AC | TeSys Deca LC1DT32M7 | Rated Current: 32A (AC-1) | Motor Power: 4NO | Coil Voltage: 220V AC | Aux Contacts: 1NO + 1NC | Terminals: EverLink / Screw | Power Contactor | Stocked | LC1DT32M7 |  | 6875 |  | TeSys Deca | EverLink double cage terminals on 40-80A; Built-in surge suppressor; Up to 80% less energy with Advanced coil | - | 1 | Industry standard motor starter | 80
464 | Schneider Electric | Power Contactors (TeSys K/Deca/Giga) | TeSys Deca 4P Contactor 40A AC-1 4NO 220V AC | TeSys Deca LC1DT40M7 | Rated Current: 40A (AC-1) | Motor Power: 4NO | Coil Voltage: 220V AC | Aux Contacts: 1NO + 1NC | Terminals: EverLink / Screw | Power Contactor | Stocked | LC1DT40M7 |  | 10780 |  | TeSys Deca | EverLink double cage terminals on 40-80A; Built-in surge suppressor; Up to 80% less energy with Advanced coil | - | 1 | Industry standard motor starter | 80
465 | Schneider Electric | Power Contactors (TeSys K/Deca/Giga) | TeSys Deca Advanced 4P Contactor 60A AC-1 4NO 24V DC Low Cons. | TeSys Deca LC1DT60ABBE | Rated Current: 60A (AC-1) | Motor Power: 4NO | Coil Voltage: 24V DC | Aux Contacts: 1NO + 1NC | Terminals: EverLink / Screw | Power Contactor | Stocked | LC1DT60ABBE |  | 21575 |  | TeSys Deca | EverLink double cage terminals on 40-80A; Built-in surge suppressor; Up to 80% less energy with Advanced coil | - | 1 | Industry standard motor starter | 80
466 | Schneider Electric | Power Contactors (TeSys K/Deca/Giga) | TeSys Deca Advanced 4P Contactor 80A AC-1 4NO 100-250V AC/DC | TeSys Deca LC1DT80AKUE | Rated Current: 80A (AC-1) | Motor Power: 4NO | Coil Voltage: 100-250V AC/DC | Aux Contacts: 1NO + 1NC | Terminals: EverLink / Screw | Power Contactor | Stocked | LC1DT80AKUE |  | 32185 |  | TeSys Deca | EverLink double cage terminals on 40-80A; Built-in surge suppressor; Up to 80% less energy with Advanced coil | - | 1 | Industry standard motor starter | 80
467 | Schneider Electric | Power Contactors (TeSys K/Deca/Giga) | TeSys Deca Advanced 4P Contactor 200A AC-1 4NO 100-250V AC/DC | TeSys Deca LC1DT200AKUE | Rated Current: 200A (AC-1) | Motor Power: 4NO | Coil Voltage: 100-250V AC/DC | Aux Contacts: 1NO + 1NC | Terminals: EverLink / Screw | Power Contactor | Stocked | LC1DT200AKUE |  | 64035 |  | TeSys Deca | EverLink double cage terminals on 40-80A; Built-in surge suppressor; Up to 80% less energy with Advanced coil | - | 1 | Industry standard motor starter | 80
468 | Schneider Electric | Power Contactors (TeSys K/Deca/Giga) | Instantaneous auxiliary contact block 1NO + 1NC front mount | Deca Block LADN11 | Contacts: 1NO + 1NC | Mounting: Front Mount | Series: TeSys Deca | Terminal: Screw Clamp | - | Auxiliary Block / Kit | Stocked | LADN11 |  | 810 |  | TeSys Deca Accessories | Clip-on mounting without tools; Mirror contact compliance IEC 60947-4-1 | LC1D09 to LC1D150 | 1 | Modular contactor accessory | 92
469 | Schneider Electric | Power Contactors (TeSys K/Deca/Giga) | Instantaneous auxiliary contact block 2NO front mount | Deca Block LADN20 | Contacts: 2NO | Mounting: Front Mount | Series: TeSys Deca | Terminal: Screw Clamp | - | Auxiliary Block / Kit | Stocked | LADN20 |  | 900 |  | TeSys Deca Accessories | Clip-on mounting without tools; Mirror contact compliance IEC 60947-4-1 | LC1D09 to LC1D150 | 1 | Modular contactor accessory | 92
470 | Schneider Electric | Power Contactors (TeSys K/Deca/Giga) | Instantaneous auxiliary contact block 2NC front mount | Deca Block LADN02 | Contacts: 2NC | Mounting: Front Mount | Series: TeSys Deca | Terminal: Screw Clamp | - | Auxiliary Block / Kit | Stocked | LADN02 |  | 900 |  | TeSys Deca Accessories | Clip-on mounting without tools; Mirror contact compliance IEC 60947-4-1 | LC1D09 to LC1D150 | 1 | Modular contactor accessory | 92
471 | Schneider Electric | Power Contactors (TeSys K/Deca/Giga) | Instantaneous auxiliary contact block 2NO + 2NC front mount | Deca Block LADN22 | Contacts: 2NO + 2NC | Mounting: Front Mount | Series: TeSys Deca | Terminal: Screw Clamp | - | Auxiliary Block / Kit | Stocked | LADN22 |  | 1475 |  | TeSys Deca Accessories | Clip-on mounting without tools; Mirror contact compliance IEC 60947-4-1 | LC1D09 to LC1D150 | 1 | Modular contactor accessory | 92
472 | Schneider Electric | Power Contactors (TeSys K/Deca/Giga) | Instantaneous auxiliary contact block 4NO front mount | Deca Block LADN40 | Contacts: 4NO | Mounting: Front Mount | Series: TeSys Deca | Terminal: Screw Clamp | - | Auxiliary Block / Kit | Stocked | LADN40 |  | 1475 |  | TeSys Deca Accessories | Clip-on mounting without tools; Mirror contact compliance IEC 60947-4-1 | LC1D09 to LC1D150 | 1 | Modular contactor accessory | 92
473 | Schneider Electric | Power Contactors (TeSys K/Deca/Giga) | Instantaneous auxiliary contact block 4NC front mount | Deca Block LADN04 | Contacts: 4NC | Mounting: Front Mount | Series: TeSys Deca | Terminal: Screw Clamp | - | Auxiliary Block / Kit | Stocked | LADN04 |  | 2160 |  | TeSys Deca Accessories | Clip-on mounting without tools; Mirror contact compliance IEC 60947-4-1 | LC1D09 to LC1D150 | 1 | Modular contactor accessory | 92
474 | Schneider Electric | Power Contactors (TeSys K/Deca/Giga) | Instantaneous auxiliary contact block 1NO + 1NC side mount | Deca Block LAD8N11 | Contacts: 1NO + 1NC | Mounting: Side Mount | Series: TeSys Deca | Terminal: Screw Clamp | - | Auxiliary Block / Kit | Stocked | LAD8N11 |  | 3105 |  | TeSys Deca Accessories | Clip-on mounting without tools; Mirror contact compliance IEC 60947-4-1 | LC1D09 to LC1D150 | 1 | Modular contactor accessory | 92
475 | Schneider Electric | Power Contactors (TeSys K/Deca/Giga) | Pneumatic timer block ON delay 0.1-3s 1NO + 1NC front mount | Deca Block LADT0 | Contacts: 0.1 - 3s ON | Mounting: Front Mount | Series: TeSys Deca | Terminal: Screw Clamp | - | Auxiliary Block / Kit | Stocked | LADT0 |  | 5845 |  | TeSys Deca Accessories | Clip-on mounting without tools; Mirror contact compliance IEC 60947-4-1 | LC1D09 to LC1D150 | 1 | Modular contactor accessory | 92
476 | Schneider Electric | Power Contactors (TeSys K/Deca/Giga) | Pneumatic timer block ON delay 0.1-30s 1NO + 1NC front mount | Deca Block LADT2 | Contacts: 0.1 - 30s ON | Mounting: Front Mount | Series: TeSys Deca | Terminal: Screw Clamp | - | Auxiliary Block / Kit | Stocked | LADT2 |  | 5845 |  | TeSys Deca Accessories | Clip-on mounting without tools; Mirror contact compliance IEC 60947-4-1 | LC1D09 to LC1D150 | 1 | Modular contactor accessory | 92
477 | Schneider Electric | Power Contactors (TeSys K/Deca/Giga) | Pneumatic timer block OFF delay 0.1-3s 1NO + 1NC front mount | Deca Block LADR0 | Contacts: 0.1 - 3s OFF | Mounting: Front Mount | Series: TeSys Deca | Terminal: Screw Clamp | - | Auxiliary Block / Kit | Stocked | LADR0 |  | 5845 |  | TeSys Deca Accessories | Clip-on mounting without tools; Mirror contact compliance IEC 60947-4-1 | LC1D09 to LC1D150 | 1 | Modular contactor accessory | 92
478 | Schneider Electric | Power Contactors (TeSys K/Deca/Giga) | Pneumatic timer block OFF delay 0.1-30s 1NO + 1NC front mount | Deca Block LADR2 | Contacts: 0.1 - 30s OFF | Mounting: Front Mount | Series: TeSys Deca | Terminal: Screw Clamp | - | Auxiliary Block / Kit | Stocked | LADR2 |  | 5845 |  | TeSys Deca Accessories | Clip-on mounting without tools; Mirror contact compliance IEC 60947-4-1 | LC1D09 to LC1D150 | 1 | Modular contactor accessory | 92
479 | Schneider Electric | Power Contactors (TeSys K/Deca/Giga) | Auxiliary block 1NO + 1NC harsh environment 17V/1mA gold contacts | Deca Block LADN11R | Contacts: 1NO + 1NC | Mounting: Harsh Env. | Series: TeSys Deca | Terminal: Screw Clamp | - | Auxiliary Block / Kit | Stocked | LADN11R |  | 1315 |  | TeSys Deca Accessories | Clip-on mounting without tools; Mirror contact compliance IEC 60947-4-1 | LC1D09 to LC1D150 | 1 | Modular contactor accessory | 92
480 | Schneider Electric | Power Contactors (TeSys K/Deca/Giga) | Auxiliary block 2NO + 2NC harsh environment 17V/1mA gold contacts | Deca Block LADN22R | Contacts: 2NO + 2NC | Mounting: Harsh Env. | Series: TeSys Deca | Terminal: Screw Clamp | - | Auxiliary Block / Kit | Stocked | LADN22R |  | 1570 |  | TeSys Deca Accessories | Clip-on mounting without tools; Mirror contact compliance IEC 60947-4-1 | LC1D09 to LC1D150 | 1 | Modular contactor accessory | 92
481 | Schneider Electric | Power Contactors (TeSys K/Deca/Giga) | Mechanical interlock kit for LC1D09 to D38 | Deca Block LAD9V2 | Contacts: Interlock | Mounting: LC1D09..D38 | Series: TeSys Deca | Terminal: Screw Clamp | - | Auxiliary Block / Kit | Stocked | LAD9V2 |  | 1210 |  | TeSys Deca Accessories | Clip-on mounting without tools; Mirror contact compliance IEC 60947-4-1 | LC1D09 to LC1D150 | 1 | Modular contactor accessory | 92
482 | Schneider Electric | Power Contactors (TeSys K/Deca/Giga) | Mechanical interlock kit for LC1D40A to D65A | Deca Block LAD4CM | Contacts: Interlock | Mounting: LC1D40A..D65A | Series: TeSys Deca | Terminal: Screw Clamp | - | Auxiliary Block / Kit | Stocked | LAD4CM |  | 2460 |  | TeSys Deca Accessories | Clip-on mounting without tools; Mirror contact compliance IEC 60947-4-1 | LC1D09 to LC1D150 | 1 | Modular contactor accessory | 92
483 | Schneider Electric | Power Contactors (TeSys K/Deca/Giga) | Reversing Kit comprising mechanical interlock LAD9V2 & power busbars | Deca Block LAD9R1V | Contacts: Reversing Kit | Mounting: LC1D09..D38 | Series: TeSys Deca | Terminal: Screw Clamp | - | Auxiliary Block / Kit | Stocked | LAD9R1V |  | 2515 |  | TeSys Deca Accessories | Clip-on mounting without tools; Mirror contact compliance IEC 60947-4-1 | LC1D09 to LC1D150 | 1 | Modular contactor accessory | 92
484 | Schneider Electric | Power Contactors (TeSys K/Deca/Giga) | Star Delta Kit for LC1D09 and D12 contactors | Deca Block LAD91217 | Contacts: Star-Delta Kit | Mounting: LC1D09..D12 | Series: TeSys Deca | Terminal: Screw Clamp | - | Auxiliary Block / Kit | Stocked | LAD91217 |  | 9450 |  | TeSys Deca Accessories | Clip-on mounting without tools; Mirror contact compliance IEC 60947-4-1 | LC1D09 to LC1D150 | 1 | Modular contactor accessory | 92
485 | Schneider Electric | Power Contactors (TeSys K/Deca/Giga) | TeSys Giga Contactor 3P 115A AC-3 55kW 48-130V AC/DC | TeSys Giga LC1G115EHEN | Rated Current: 115A (AC-3) | Power/Poles: 55kW | Control Coil: 48-130V AC/DC | Aux Contacts: 1NO + 1NC | Terminals: Bolted Busbar | High Power Contactor | Stocked | LC1G115EHEN |  | 42975 |  | TeSys Giga | Continuous local/remote monitoring of contact wear; Wideband electronic coil; Integrated diagnosis LED | - | 1 | High power motor switching | 98
486 | Schneider Electric | Power Contactors (TeSys K/Deca/Giga) | TeSys Giga Contactor 3P 115A AC-3 55kW 100-250V AC/DC | TeSys Giga LC1G115KUEN | Rated Current: 115A (AC-3) | Power/Poles: 55kW | Control Coil: 100-250V AC/DC | Aux Contacts: 1NO + 1NC | Terminals: Bolted Busbar | High Power Contactor | Stocked | LC1G115KUEN |  | 44445 |  | TeSys Giga | Continuous local/remote monitoring of contact wear; Wideband electronic coil; Integrated diagnosis LED | - | 1 | High power motor switching | 98
487 | Schneider Electric | Power Contactors (TeSys K/Deca/Giga) | TeSys Giga Contactor 3P 150A AC-3 75kW 100-250V AC/DC | TeSys Giga LC1G150KUEN | Rated Current: 150A (AC-3) | Power/Poles: 75kW | Control Coil: 100-250V AC/DC | Aux Contacts: 1NO + 1NC | Terminals: Bolted Busbar | High Power Contactor | Stocked | LC1G150KUEN |  | 56685 |  | TeSys Giga | Continuous local/remote monitoring of contact wear; Wideband electronic coil; Integrated diagnosis LED | - | 1 | High power motor switching | 98
488 | Schneider Electric | Power Contactors (TeSys K/Deca/Giga) | TeSys Giga Contactor 3P 185A AC-3 90kW 100-250V AC/DC | TeSys Giga LC1G185KUEN | Rated Current: 185A (AC-3) | Power/Poles: 90kW | Control Coil: 100-250V AC/DC | Aux Contacts: 1NO + 1NC | Terminals: Bolted Busbar | High Power Contactor | Stocked | LC1G185KUEN |  | 70245 |  | TeSys Giga | Continuous local/remote monitoring of contact wear; Wideband electronic coil; Integrated diagnosis LED | - | 1 | High power motor switching | 98
489 | Schneider Electric | Power Contactors (TeSys K/Deca/Giga) | TeSys Giga Contactor 3P 225A AC-3 110kW 100-250V AC/DC | TeSys Giga LC1G225KUEN | Rated Current: 225A (AC-3) | Power/Poles: 110kW | Control Coil: 100-250V AC/DC | Aux Contacts: 1NO + 1NC | Terminals: Bolted Busbar | High Power Contactor | Stocked | LC1G225KUEN |  | 75590 |  | TeSys Giga | Continuous local/remote monitoring of contact wear; Wideband electronic coil; Integrated diagnosis LED | - | 1 | High power motor switching | 98
490 | Schneider Electric | Power Contactors (TeSys K/Deca/Giga) | TeSys Giga Contactor 3P 265A AC-3 132kW 100-250V AC/DC | TeSys Giga LC1G265KUEN | Rated Current: 265A (AC-3) | Power/Poles: 132kW | Control Coil: 100-250V AC/DC | Aux Contacts: 1NO + 1NC | Terminals: Bolted Busbar | High Power Contactor | Stocked | LC1G265KUEN |  | 92910 |  | TeSys Giga | Continuous local/remote monitoring of contact wear; Wideband electronic coil; Integrated diagnosis LED | - | 1 | High power motor switching | 98
491 | Schneider Electric | Power Contactors (TeSys K/Deca/Giga) | TeSys Giga Contactor 3P 330A AC-3 160kW 100-250V AC/DC | TeSys Giga LC1G330KUEN | Rated Current: 330A (AC-3) | Power/Poles: 160kW | Control Coil: 100-250V AC/DC | Aux Contacts: 1NO + 1NC | Terminals: Bolted Busbar | High Power Contactor | Stocked | LC1G330KUEN |  | 112345 |  | TeSys Giga | Continuous local/remote monitoring of contact wear; Wideband electronic coil; Integrated diagnosis LED | - | 1 | High power motor switching | 98
492 | Schneider Electric | Power Contactors (TeSys K/Deca/Giga) | TeSys Giga Contactor 3P 400A AC-3 200kW 100-250V AC/DC | TeSys Giga LC1G400KUEN | Rated Current: 400A (AC-3) | Power/Poles: 200kW | Control Coil: 100-250V AC/DC | Aux Contacts: 1NO + 1NC | Terminals: Bolted Busbar | High Power Contactor | Stocked | LC1G400KUEN |  | 135785 |  | TeSys Giga | Continuous local/remote monitoring of contact wear; Wideband electronic coil; Integrated diagnosis LED | - | 1 | High power motor switching | 98
493 | Schneider Electric | Power Contactors (TeSys K/Deca/Giga) | TeSys Giga Contactor 3P 500A AC-3 250kW 100-250V AC/DC | TeSys Giga LC1G500KUEN | Rated Current: 500A (AC-3) | Power/Poles: 250kW | Control Coil: 100-250V AC/DC | Aux Contacts: 1NO + 1NC | Terminals: Bolted Busbar | High Power Contactor | Stocked | LC1G500KUEN |  | 188365 |  | TeSys Giga | Continuous local/remote monitoring of contact wear; Wideband electronic coil; Integrated diagnosis LED | - | 1 | High power motor switching | 98
494 | Schneider Electric | Power Contactors (TeSys K/Deca/Giga) | TeSys Giga Contactor 3P 630A AC-3 375kW 100-250V AC/DC | TeSys Giga LC1G630KUEN | Rated Current: 630A (AC-3) | Power/Poles: 375kW | Control Coil: 100-250V AC/DC | Aux Contacts: 1NO + 1NC | Terminals: Bolted Busbar | High Power Contactor | Stocked | LC1G630KUEN |  | 290890 |  | TeSys Giga | Continuous local/remote monitoring of contact wear; Wideband electronic coil; Integrated diagnosis LED | - | 1 | High power motor switching | 98
495 | Schneider Electric | Power Contactors (TeSys K/Deca/Giga) | TeSys Giga Contactor 3P 800A AC-3 450kW 100-250V AC/DC | TeSys Giga LC1G800KUEN | Rated Current: 800A (AC-3) | Power/Poles: 450kW | Control Coil: 100-250V AC/DC | Aux Contacts: 1NO + 1NC | Terminals: Bolted Busbar | High Power Contactor | Stocked | LC1G800KUEN |  | 353355 |  | TeSys Giga | Continuous local/remote monitoring of contact wear; Wideband electronic coil; Integrated diagnosis LED | - | 1 | High power motor switching | 98
496 | Schneider Electric | Power Contactors (TeSys K/Deca/Giga) | TeSys Giga Contactor 4P 250A AC-1 100-250V AC/DC | TeSys Giga LC1G1154KUEN | Rated Current: 250A (AC-1) | Power/Poles: 4 NO | Control Coil: 100-250V AC/DC | Aux Contacts: 1NO + 1NC | Terminals: Bolted Busbar | High Power Contactor | Stocked | LC1G1154KUEN |  | 73110 |  | TeSys Giga | Continuous local/remote monitoring of contact wear; Wideband electronic coil; Integrated diagnosis LED | - | 1 | High power motor switching | 98
497 | Schneider Electric | Power Contactors (TeSys K/Deca/Giga) | TeSys Giga Contactor 4P 275A AC-1 100-250V AC/DC | TeSys Giga LC1G1504KUEN | Rated Current: 275A (AC-1) | Power/Poles: 4 NO | Control Coil: 100-250V AC/DC | Aux Contacts: 1NO + 1NC | Terminals: Bolted Busbar | High Power Contactor | Stocked | LC1G1504KUEN |  | 86985 |  | TeSys Giga | Continuous local/remote monitoring of contact wear; Wideband electronic coil; Integrated diagnosis LED | - | 1 | High power motor switching | 98
498 | Schneider Electric | Power Contactors (TeSys K/Deca/Giga) | TeSys Giga Contactor 4P 305A AC-1 100-250V AC/DC | TeSys Giga LC1G1854KUEN | Rated Current: 305A (AC-1) | Power/Poles: 4 NO | Control Coil: 100-250V AC/DC | Aux Contacts: 1NO + 1NC | Terminals: Bolted Busbar | High Power Contactor | Stocked | LC1G1854KUEN |  | 108690 |  | TeSys Giga | Continuous local/remote monitoring of contact wear; Wideband electronic coil; Integrated diagnosis LED | - | 1 | High power motor switching | 98
499 | Schneider Electric | Power Contactors (TeSys K/Deca/Giga) | TeSys Giga Contactor 4P 330A AC-1 100-250V AC/DC | TeSys Giga LC1G2254KUEN | Rated Current: 330A (AC-1) | Power/Poles: 4 NO | Control Coil: 100-250V AC/DC | Aux Contacts: 1NO + 1NC | Terminals: Bolted Busbar | High Power Contactor | Stocked | LC1G2254KUEN |  | 127675 |  | TeSys Giga | Continuous local/remote monitoring of contact wear; Wideband electronic coil; Integrated diagnosis LED | - | 1 | High power motor switching | 98
500 | Schneider Electric | Power Contactors (TeSys K/Deca/Giga) | TeSys Giga Contactor 4P 385A AC-1 100-250V AC/DC | TeSys Giga LC1G2654KUEN | Rated Current: 385A (AC-1) | Power/Poles: 4 NO | Control Coil: 100-250V AC/DC | Aux Contacts: 1NO + 1NC | Terminals: Bolted Busbar | High Power Contactor | Stocked | LC1G2654KUEN |  | 142745 |  | TeSys Giga | Continuous local/remote monitoring of contact wear; Wideband electronic coil; Integrated diagnosis LED | - | 1 | High power motor switching | 98
501 | Schneider Electric | Power Contactors (TeSys K/Deca/Giga) | TeSys Giga Contactor 4P 440A AC-1 100-250V AC/DC | TeSys Giga LC1G3304KUEN | Rated Current: 440A (AC-1) | Power/Poles: 4 NO | Control Coil: 100-250V AC/DC | Aux Contacts: 1NO + 1NC | Terminals: Bolted Busbar | High Power Contactor | Stocked | LC1G3304KUEN |  | 166120 |  | TeSys Giga | Continuous local/remote monitoring of contact wear; Wideband electronic coil; Integrated diagnosis LED | - | 1 | High power motor switching | 98
502 | Schneider Electric | Power Contactors (TeSys K/Deca/Giga) | TeSys Giga Contactor 4P 550A AC-1 100-250V AC/DC | TeSys Giga LC1G4004KUEN | Rated Current: 550A (AC-1) | Power/Poles: 4 NO | Control Coil: 100-250V AC/DC | Aux Contacts: 1NO + 1NC | Terminals: Bolted Busbar | High Power Contactor | Stocked | LC1G4004KUEN |  | 206450 |  | TeSys Giga | Continuous local/remote monitoring of contact wear; Wideband electronic coil; Integrated diagnosis LED | - | 1 | High power motor switching | 98
503 | Schneider Electric | Power Contactors (TeSys K/Deca/Giga) | TeSys Giga Contactor 4P 700A AC-1 100-250V AC/DC | TeSys Giga LC1G5004KUEN | Rated Current: 700A (AC-1) | Power/Poles: 4 NO | Control Coil: 100-250V AC/DC | Aux Contacts: 1NO + 1NC | Terminals: Bolted Busbar | High Power Contactor | Stocked | LC1G5004KUEN |  | 304250 |  | TeSys Giga | Continuous local/remote monitoring of contact wear; Wideband electronic coil; Integrated diagnosis LED | - | 1 | High power motor switching | 98
504 | Schneider Electric | Power Contactors (TeSys K/Deca/Giga) | TeSys Giga Contactor 4P 1050A AC-1 100-250V AC/DC | TeSys Giga LC1G6304KUEN | Rated Current: 1050A (AC-1) | Power/Poles: 4 NO | Control Coil: 100-250V AC/DC | Aux Contacts: 1NO + 1NC | Terminals: Bolted Busbar | High Power Contactor | Stocked | LC1G6304KUEN |  | 349875 |  | TeSys Giga | Continuous local/remote monitoring of contact wear; Wideband electronic coil; Integrated diagnosis LED | - | 1 | High power motor switching | 98
505 | Schneider Electric | Power Contactors (TeSys K/Deca/Giga) | TeSys Giga Contactor 4P 1050A AC-1 100-250V AC/DC | TeSys Giga LC1G8004KUEN | Rated Current: 1050A (AC-1) | Power/Poles: 4 NO | Control Coil: 100-250V AC/DC | Aux Contacts: 1NO + 1NC | Terminals: Bolted Busbar | High Power Contactor | Stocked | LC1G8004KUEN |  | 419845 |  | TeSys Giga | Continuous local/remote monitoring of contact wear; Wideband electronic coil; Integrated diagnosis LED | - | 1 | High power motor switching | 98
506 | Schneider Electric | Power Contactors (TeSys K/Deca/Giga) | Substitutes LC1F115-225 with LC1G115-225 retrofit base | TeSys Giga LA9GRFB1 | Rated Current: Retrofit Base | Power/Poles: LC1F to LC1G | Control Coil: - | Aux Contacts: 1NO + 1NC | Terminals: Bolted Busbar | High Power Contactor | Stocked | LA9GRFB1 |  | 8140 |  | TeSys Giga | Continuous local/remote monitoring of contact wear; Wideband electronic coil; Integrated diagnosis LED | - | 1 | High power motor switching | 98
507 | Schneider Electric | Power Contactors (TeSys K/Deca/Giga) | Substitutes LC1F265-500 with LC1G265-500 retrofit base | TeSys Giga LA9GRFB2 | Rated Current: Retrofit Base | Power/Poles: LC1F to LC1G | Control Coil: - | Aux Contacts: 1NO + 1NC | Terminals: Bolted Busbar | High Power Contactor | Stocked | LA9GRFB2 |  | 9325 |  | TeSys Giga | Continuous local/remote monitoring of contact wear; Wideband electronic coil; Integrated diagnosis LED | - | 1 | High power motor switching | 98
508 | Schneider Electric | Power Contactors (TeSys K/Deca/Giga) | Substitutes LC1F630-800 with LC1G630-800 retrofit base | TeSys Giga LA9GRFB3 | Rated Current: Retrofit Base | Power/Poles: LC1F to LC1G | Control Coil: - | Aux Contacts: 1NO + 1NC | Terminals: Bolted Busbar | High Power Contactor | Stocked | LA9GRFB3 |  | 18025 |  | TeSys Giga | Continuous local/remote monitoring of contact wear; Wideband electronic coil; Integrated diagnosis LED | - | 1 | High power motor switching | 98
509 | Schneider Electric | Thermal Overload Relays (TeSys Protect) | Thermal Overload Relay TeSys K 0.11-0.16A Class 10A | Overload LR2K0301 | Current Range: 0.11 - 0.16 A | Trip Class: Class 10A | Protection: Overload & Phase Loss | Mounting: Direct on Contactor | Aux Contacts: 1NO + 1NC | Thermal Overload Relay | Stocked | LR2K0301 |  | 3605 |  | TeSys Protect (LR2K/LRD/LR9) | Differential phase failure protection; Manual/auto reset; Temperature compensated | TeSys Contactors | 1 | Motor overload protection | 103
510 | Schneider Electric | Thermal Overload Relays (TeSys Protect) | Thermal Overload Relay TeSys K 0.54-0.8A Class 10A | Overload LR2K0305 | Current Range: 0.54 - 0.8 A | Trip Class: Class 10A | Protection: Overload & Phase Loss | Mounting: Direct on Contactor | Aux Contacts: 1NO + 1NC | Thermal Overload Relay | Stocked | LR2K0305 |  | 3605 |  | TeSys Protect (LR2K/LRD/LR9) | Differential phase failure protection; Manual/auto reset; Temperature compensated | TeSys Contactors | 1 | Motor overload protection | 103
511 | Schneider Electric | Thermal Overload Relays (TeSys Protect) | Thermal Overload Relay TeSys K 2.6-3.7A Class 10A | Overload LR2K0310 | Current Range: 2.6 - 3.7 A | Trip Class: Class 10A | Protection: Overload & Phase Loss | Mounting: Direct on Contactor | Aux Contacts: 1NO + 1NC | Thermal Overload Relay | Stocked | LR2K0310 |  | 3605 |  | TeSys Protect (LR2K/LRD/LR9) | Differential phase failure protection; Manual/auto reset; Temperature compensated | TeSys Contactors | 1 | Motor overload protection | 103
512 | Schneider Electric | Thermal Overload Relays (TeSys Protect) | Thermal Overload Relay TeSys K 5.5-8A Class 10A | Overload LR2K0314 | Current Range: 5.5 - 8 A | Trip Class: Class 10A | Protection: Overload & Phase Loss | Mounting: Direct on Contactor | Aux Contacts: 1NO + 1NC | Thermal Overload Relay | Stocked | LR2K0314 |  | 3605 |  | TeSys Protect (LR2K/LRD/LR9) | Differential phase failure protection; Manual/auto reset; Temperature compensated | TeSys Contactors | 1 | Motor overload protection | 103
513 | Schneider Electric | Thermal Overload Relays (TeSys Protect) | Thermal Overload Relay TeSys K 10-14A Class 10A | Overload LR2K0321 | Current Range: 10 - 14 A | Trip Class: Class 10A | Protection: Overload & Phase Loss | Mounting: Direct on Contactor | Aux Contacts: 1NO + 1NC | Thermal Overload Relay | Stocked | LR2K0321 |  | 3730 |  | TeSys Protect (LR2K/LRD/LR9) | Differential phase failure protection; Manual/auto reset; Temperature compensated | TeSys Contactors | 1 | Motor overload protection | 103
514 | Schneider Electric | Thermal Overload Relays (TeSys Protect) | Thermal Overload Relay TeSys K 12-16A Class 10A | Overload LR2K0322 | Current Range: 12 - 16 A | Trip Class: Class 10A | Protection: Overload & Phase Loss | Mounting: Direct on Contactor | Aux Contacts: 1NO + 1NC | Thermal Overload Relay | Stocked | LR2K0322 |  | 3730 |  | TeSys Protect (LR2K/LRD/LR9) | Differential phase failure protection; Manual/auto reset; Temperature compensated | TeSys Contactors | 1 | Motor overload protection | 103
515 | Schneider Electric | Thermal Overload Relays (TeSys Protect) | Thermal Overload Relay TeSys Deca 0.1-0.16A Direct Mounting | Overload LRD01 | Current Range: 0.1 - 0.16 A | Trip Class: Class 10A | Protection: Overload & Phase Loss | Mounting: Direct on Contactor | Aux Contacts: 1NO + 1NC | Thermal Overload Relay | Stocked | LRD01 |  | 3665 |  | TeSys Protect (LR2K/LRD/LR9) | Differential phase failure protection; Manual/auto reset; Temperature compensated | TeSys Contactors | 1 | Motor overload protection | 103
516 | Schneider Electric | Thermal Overload Relays (TeSys Protect) | Thermal Overload Relay TeSys Deca 1-1.6A Direct Mounting | Overload LRD06 | Current Range: 1 - 1.6 A | Trip Class: Class 10A | Protection: Overload & Phase Loss | Mounting: Direct on Contactor | Aux Contacts: 1NO + 1NC | Thermal Overload Relay | Stocked | LRD06 |  | 3665 |  | TeSys Protect (LR2K/LRD/LR9) | Differential phase failure protection; Manual/auto reset; Temperature compensated | TeSys Contactors | 1 | Motor overload protection | 103
517 | Schneider Electric | Thermal Overload Relays (TeSys Protect) | Thermal Overload Relay TeSys Deca 2.5-4A Direct Mounting | Overload LRD08 | Current Range: 2.5 - 4 A | Trip Class: Class 10A | Protection: Overload & Phase Loss | Mounting: Direct on Contactor | Aux Contacts: 1NO + 1NC | Thermal Overload Relay | Stocked | LRD08 |  | 3665 |  | TeSys Protect (LR2K/LRD/LR9) | Differential phase failure protection; Manual/auto reset; Temperature compensated | TeSys Contactors | 1 | Motor overload protection | 103
518 | Schneider Electric | Thermal Overload Relays (TeSys Protect) | Thermal Overload Relay TeSys Deca 5.5-8A Direct Mounting | Overload LRD12 | Current Range: 5.5 - 8 A | Trip Class: Class 10A | Protection: Overload & Phase Loss | Mounting: Direct on Contactor | Aux Contacts: 1NO + 1NC | Thermal Overload Relay | Stocked | LRD12 |  | 3665 |  | TeSys Protect (LR2K/LRD/LR9) | Differential phase failure protection; Manual/auto reset; Temperature compensated | TeSys Contactors | 1 | Motor overload protection | 103
519 | Schneider Electric | Thermal Overload Relays (TeSys Protect) | Thermal Overload Relay TeSys Deca 7-10A Direct Mounting | Overload LRD14 | Current Range: 7 - 10 A | Trip Class: Class 10A | Protection: Overload & Phase Loss | Mounting: Direct on Contactor | Aux Contacts: 1NO + 1NC | Thermal Overload Relay | Stocked | LRD14 |  | 4110 |  | TeSys Protect (LR2K/LRD/LR9) | Differential phase failure protection; Manual/auto reset; Temperature compensated | TeSys Contactors | 1 | Motor overload protection | 103
520 | Schneider Electric | Thermal Overload Relays (TeSys Protect) | Thermal Overload Relay TeSys Deca 9-13A Direct Mounting | Overload LRD16 | Current Range: 9 - 13 A | Trip Class: Class 10A | Protection: Overload & Phase Loss | Mounting: Direct on Contactor | Aux Contacts: 1NO + 1NC | Thermal Overload Relay | Stocked | LRD16 |  | 4110 |  | TeSys Protect (LR2K/LRD/LR9) | Differential phase failure protection; Manual/auto reset; Temperature compensated | TeSys Contactors | 1 | Motor overload protection | 103
521 | Schneider Electric | Thermal Overload Relays (TeSys Protect) | Thermal Overload Relay TeSys Deca 12-18A Direct Mounting | Overload LRD21 | Current Range: 12 - 18 A | Trip Class: Class 10A | Protection: Overload & Phase Loss | Mounting: Direct on Contactor | Aux Contacts: 1NO + 1NC | Thermal Overload Relay | Stocked | LRD21 |  | 4230 |  | TeSys Protect (LR2K/LRD/LR9) | Differential phase failure protection; Manual/auto reset; Temperature compensated | TeSys Contactors | 1 | Motor overload protection | 103
522 | Schneider Electric | Thermal Overload Relays (TeSys Protect) | Thermal Overload Relay TeSys Deca 16-24A Direct Mounting | Overload LRD22 | Current Range: 16 - 24 A | Trip Class: Class 10A | Protection: Overload & Phase Loss | Mounting: Direct on Contactor | Aux Contacts: 1NO + 1NC | Thermal Overload Relay | Stocked | LRD22 |  | 4230 |  | TeSys Protect (LR2K/LRD/LR9) | Differential phase failure protection; Manual/auto reset; Temperature compensated | TeSys Contactors | 1 | Motor overload protection | 103
523 | Schneider Electric | Thermal Overload Relays (TeSys Protect) | Thermal Overload Relay TeSys Deca 23-32A Direct Mounting | Overload LRD32 | Current Range: 23 - 32 A | Trip Class: Class 10A | Protection: Overload & Phase Loss | Mounting: Direct on Contactor | Aux Contacts: 1NO + 1NC | Thermal Overload Relay | Stocked | LRD32 |  | 6800 |  | TeSys Protect (LR2K/LRD/LR9) | Differential phase failure protection; Manual/auto reset; Temperature compensated | TeSys Contactors | 1 | Motor overload protection | 103
524 | Schneider Electric | Thermal Overload Relays (TeSys Protect) | Thermal Overload Relay TeSys Deca 30-38A Direct Mounting | Overload LRD35 | Current Range: 30 - 38 A | Trip Class: Class 10A | Protection: Overload & Phase Loss | Mounting: Direct on Contactor | Aux Contacts: 1NO + 1NC | Thermal Overload Relay | Stocked | LRD35 |  | 6800 |  | TeSys Protect (LR2K/LRD/LR9) | Differential phase failure protection; Manual/auto reset; Temperature compensated | TeSys Contactors | 1 | Motor overload protection | 103
525 | Schneider Electric | Thermal Overload Relays (TeSys Protect) | Thermal Overload Relay TeSys Deca 23-32A for LC1D80/95 | Overload LRD3353 | Current Range: 23 - 32 A | Trip Class: Class 10A | Protection: Overload & Phase Loss | Mounting: Direct on Contactor | Aux Contacts: 1NO + 1NC | Thermal Overload Relay | Stocked | LRD3353 |  | 7535 |  | TeSys Protect (LR2K/LRD/LR9) | Differential phase failure protection; Manual/auto reset; Temperature compensated | TeSys Contactors | 1 | Motor overload protection | 103
526 | Schneider Electric | Thermal Overload Relays (TeSys Protect) | Thermal Overload Relay TeSys Deca 37-50A for LC1D40A..D65A | Overload LRD350 | Current Range: 37 - 50 A | Trip Class: Class 10A | Protection: Overload & Phase Loss | Mounting: Direct on Contactor | Aux Contacts: 1NO + 1NC | Thermal Overload Relay | Stocked | LRD350 |  | 10330 |  | TeSys Protect (LR2K/LRD/LR9) | Differential phase failure protection; Manual/auto reset; Temperature compensated | TeSys Contactors | 1 | Motor overload protection | 103
527 | Schneider Electric | Thermal Overload Relays (TeSys Protect) | Thermal Overload Relay TeSys Deca 48-65A for LC1D40A..D65A | Overload LRD365 | Current Range: 48 - 65 A | Trip Class: Class 10A | Protection: Overload & Phase Loss | Mounting: Direct on Contactor | Aux Contacts: 1NO + 1NC | Thermal Overload Relay | Stocked | LRD365 |  | 13250 |  | TeSys Protect (LR2K/LRD/LR9) | Differential phase failure protection; Manual/auto reset; Temperature compensated | TeSys Contactors | 1 | Motor overload protection | 103
528 | Schneider Electric | Thermal Overload Relays (TeSys Protect) | Thermal Overload Relay TeSys Deca 62-80A for LC1D80A | Overload LRD380 | Current Range: 62 - 80 A | Trip Class: Class 10A | Protection: Overload & Phase Loss | Mounting: Direct on Contactor | Aux Contacts: 1NO + 1NC | Thermal Overload Relay | Stocked | LRD380 |  | 13825 |  | TeSys Protect (LR2K/LRD/LR9) | Differential phase failure protection; Manual/auto reset; Temperature compensated | TeSys Contactors | 1 | Motor overload protection | 103
529 | Schneider Electric | Thermal Overload Relays (TeSys Protect) | Thermal Overload Relay TeSys Deca 80-104A for LC1D80/95 | Overload LRD3365 | Current Range: 80 - 104 A | Trip Class: Class 10A | Protection: Overload & Phase Loss | Mounting: Direct on Contactor | Aux Contacts: 1NO + 1NC | Thermal Overload Relay | Stocked | LRD3365 |  | 17755 |  | TeSys Protect (LR2K/LRD/LR9) | Differential phase failure protection; Manual/auto reset; Temperature compensated | TeSys Contactors | 1 | Motor overload protection | 103
530 | Schneider Electric | Thermal Overload Relays (TeSys Protect) | Electronic Overload Relay TeSys Deca 0.1-0.5A 5:1 Adjustment | Overload LR9D01 | Current Range: 0.1 - 0.5 A | Trip Class: Class 5-30 | Protection: Overload & Phase Loss | Mounting: Direct on Contactor | Aux Contacts: 1NO + 1NC | Thermal Overload Relay | Stocked | LR9D01 |  | 16395 |  | TeSys Protect (LR2K/LRD/LR9) | Differential phase failure protection; Manual/auto reset; Temperature compensated | TeSys Contactors | 1 | Motor overload protection | 103
531 | Schneider Electric | Thermal Overload Relays (TeSys Protect) | Electronic Overload Relay TeSys Deca 1.6-8A 5:1 Adjustment | Overload LR9D08 | Current Range: 1.6 - 8 A | Trip Class: Class 5-30 | Protection: Overload & Phase Loss | Mounting: Direct on Contactor | Aux Contacts: 1NO + 1NC | Thermal Overload Relay | Stocked | LR9D08 |  | 16830 |  | TeSys Protect (LR2K/LRD/LR9) | Differential phase failure protection; Manual/auto reset; Temperature compensated | TeSys Contactors | 1 | Motor overload protection | 103
532 | Schneider Electric | Thermal Overload Relays (TeSys Protect) | Electronic Overload Relay TeSys Deca 6.4-32A 5:1 Adjustment | Overload LR9D32 | Current Range: 6.4 - 32 A | Trip Class: Class 5-30 | Protection: Overload & Phase Loss | Mounting: Direct on Contactor | Aux Contacts: 1NO + 1NC | Thermal Overload Relay | Stocked | LR9D32 |  | 18840 |  | TeSys Protect (LR2K/LRD/LR9) | Differential phase failure protection; Manual/auto reset; Temperature compensated | TeSys Contactors | 1 | Motor overload protection | 103
533 | Schneider Electric | Thermal Overload Relays (TeSys Protect) | Electronic Overload Relay TeSys Giga 28-115A Class 5E-30E | Overload LR9G115 | Current Range: 28 - 115 A | Trip Class: Class 5E-30E | Protection: Overload & Phase Loss | Mounting: Direct on Contactor | Aux Contacts: 1NO + 1NC | Thermal Overload Relay | Stocked | LR9G115 |  | 29760 |  | TeSys Protect (LR2K/LRD/LR9) | Differential phase failure protection; Manual/auto reset; Temperature compensated | TeSys Contactors | 1 | Motor overload protection | 103
534 | Schneider Electric | Thermal Overload Relays (TeSys Protect) | Electronic Overload Relay TeSys Giga 57-225A Class 5E-30E | Overload LR9G225 | Current Range: 57 - 225 A | Trip Class: Class 5E-30E | Protection: Overload & Phase Loss | Mounting: Direct on Contactor | Aux Contacts: 1NO + 1NC | Thermal Overload Relay | Stocked | LR9G225 |  | 34720 |  | TeSys Protect (LR2K/LRD/LR9) | Differential phase failure protection; Manual/auto reset; Temperature compensated | TeSys Contactors | 1 | Motor overload protection | 103
535 | Schneider Electric | Thermal Overload Relays (TeSys Protect) | Electronic Overload Relay TeSys Giga 125-500A Class 5E-30E | Overload LR9G500 | Current Range: 125 - 500 A | Trip Class: Class 5E-30E | Protection: Overload & Phase Loss | Mounting: Direct on Contactor | Aux Contacts: 1NO + 1NC | Thermal Overload Relay | Stocked | LR9G500 |  | 40835 |  | TeSys Protect (LR2K/LRD/LR9) | Differential phase failure protection; Manual/auto reset; Temperature compensated | TeSys Contactors | 1 | Motor overload protection | 103
536 | Schneider Electric | Electronic Overcurrent Relays (EOCR) | Digital EOCR 0.5-80A Inbuilt Display Bottom Hole 100-220VAC | EOCR 3DM2-WRDUHZ | Current: 0.5 - 80 A | Feature: Bottom Hole | Display/Comm: Inbuilt Display | Voltage: 100-220VAC / 24-240VAC | Protection: Overcurrent / Earth Fault | Electronic Relay | Stocked | 3DM2-WRDUHZ |  | 29895 |  | TeSys Protect EOCR | Microcontroller-based; Real-time load current; Definite & inverse time curves; Modbus option | - | 1 | Precision electronic motor protection | 105
537 | Schneider Electric | Electronic Overcurrent Relays (EOCR) | Digital EOCR 0.5-80A Inbuilt Display Window Hole 100-220VAC | EOCR 3DM2-WRDUWZ | Current: 0.5 - 80 A | Feature: Window Hole | Display/Comm: Inbuilt Display | Voltage: 100-220VAC / 24-240VAC | Protection: Overcurrent / Earth Fault | Electronic Relay | Stocked | 3DM2-WRDUWZ |  | 29895 |  | TeSys Protect EOCR | Microcontroller-based; Real-time load current; Definite & inverse time curves; Modbus option | - | 1 | Precision electronic motor protection | 105
538 | Schneider Electric | Electronic Overcurrent Relays (EOCR) | Digital EOCR 0.5-80A Extended Display Bottom Hole 100-220VAC | EOCR FDM2-WRDUHZ | Current: 0.5 - 80 A | Feature: Bottom Hole | Display/Comm: Extended Display | Voltage: 100-220VAC / 24-240VAC | Protection: Overcurrent / Earth Fault | Electronic Relay | Stocked | FDM2-WRDUHZ |  | 32330 |  | TeSys Protect EOCR | Microcontroller-based; Real-time load current; Definite & inverse time curves; Modbus option | - | 1 | Precision electronic motor protection | 106
539 | Schneider Electric | Electronic Overcurrent Relays (EOCR) | Digital EOCR Modbus 0.5-80A Inbuilt Display Bottom Hole 100-220VAC | EOCR I3DM-WRDUHZ | Current: 0.5 - 80 A | Feature: Bottom Hole | Display/Comm: Modbus Communication | Voltage: 100-220VAC / 24-240VAC | Protection: Overcurrent / Earth Fault | Electronic Relay | Stocked | I3DM-WRDUHZ |  | 48035 |  | TeSys Protect EOCR | Microcontroller-based; Real-time load current; Definite & inverse time curves; Modbus option | - | 1 | Precision electronic motor protection | 105
540 | Schneider Electric | Electronic Overcurrent Relays (EOCR) | Digital EOCR Modbus 0.5-80A Inbuilt Display Window Hole 100-220VAC | EOCR I3DM-WRDUWZ | Current: 0.5 - 80 A | Feature: Window Hole | Display/Comm: Modbus Communication | Voltage: 100-220VAC / 24-240VAC | Protection: Overcurrent / Earth Fault | Electronic Relay | Stocked | I3DM-WRDUWZ |  | 48035 |  | TeSys Protect EOCR | Microcontroller-based; Real-time load current; Definite & inverse time curves; Modbus option | - | 1 | Precision electronic motor protection | 105
541 | Schneider Electric | Electronic Overcurrent Relays (EOCR) | Digital EOCR Modbus Ground Fault External CT Inbuilt Display Bottom Hole | EOCR I3MZ-WRAUHZ | Current: 0.5 - 80 A | Feature: External CT | Display/Comm: Modbus + Ground Fault | Voltage: 100-220VAC / 24-240VAC | Protection: Overcurrent / Earth Fault | Electronic Relay | Stocked | I3MZ-WRAUHZ |  | 51080 |  | TeSys Protect EOCR | Microcontroller-based; Real-time load current; Definite & inverse time curves; Modbus option | - | 1 | Precision electronic motor protection | 105
542 | Schneider Electric | Electronic Overcurrent Relays (EOCR) | Digital EOCR Modbus Ground Fault Inbuilt CT Inbuilt Display Bottom Hole | EOCR I3BZ-WRAUHZ | Current: 0.5 - 80 A | Feature: Inbuilt CT | Display/Comm: Modbus + Ground Fault | Voltage: 100-220VAC / 24-240VAC | Protection: Overcurrent / Earth Fault | Electronic Relay | Stocked | I3BZ-WRAUHZ |  | 59190 |  | TeSys Protect EOCR | Microcontroller-based; Real-time load current; Definite & inverse time curves; Modbus option | - | 1 | Precision electronic motor protection | 105
543 | Schneider Electric | Electronic Overcurrent Relays (EOCR) | Zero Phase Current Transformer ZCT 35 mm for EOCR | EOCR ZCT-035-Z | Current: ZCT 35mm | Feature: Earth Fault | Display/Comm: - | Voltage: 100-220VAC / 24-240VAC | Protection: Overcurrent / Earth Fault | Electronic Relay | Stocked | ZCT-035-Z |  | 9560 |  | TeSys Protect EOCR | Microcontroller-based; Real-time load current; Definite & inverse time curves; Modbus option | - | 1 | Precision electronic motor protection | 105
544 | Schneider Electric | Electronic Overcurrent Relays (EOCR) | Zero Phase Current Transformer ZCT 80 mm for EOCR | EOCR ZCT-080-Z | Current: ZCT 80mm | Feature: Earth Fault | Display/Comm: - | Voltage: 100-220VAC / 24-240VAC | Protection: Overcurrent / Earth Fault | Electronic Relay | Stocked | ZCT-080-Z |  | 12880 |  | TeSys Protect EOCR | Microcontroller-based; Real-time load current; Definite & inverse time curves; Modbus option | - | 1 | Precision electronic motor protection | 105
545 | Schneider Electric | Electronic Overcurrent Relays (EOCR) | External CT for EOCR Range extension up to 100A Ratio 100:5 | EOCR 3CT-H1-100-Z | Current: 100A | Feature: Ratio 100:5 | Display/Comm: - | Voltage: 100-220VAC / 24-240VAC | Protection: Overcurrent / Earth Fault | Electronic Relay | Stocked | 3CT-H1-100-Z |  | 7610 |  | TeSys Protect EOCR | Microcontroller-based; Real-time load current; Definite & inverse time curves; Modbus option | - | 1 | Precision electronic motor protection | 105
546 | Schneider Electric | Electronic Overcurrent Relays (EOCR) | External CT for EOCR Range extension up to 400A Ratio 400:5 | EOCR 3CT-H4-400-Z | Current: 400A | Feature: Ratio 400:5 | Display/Comm: - | Voltage: 100-220VAC / 24-240VAC | Protection: Overcurrent / Earth Fault | Electronic Relay | Stocked | 3CT-H4-400-Z |  | 12880 |  | TeSys Protect EOCR | Microcontroller-based; Real-time load current; Definite & inverse time curves; Modbus option | - | 1 | Precision electronic motor protection | 105
547 | Schneider Electric | Electronic Overcurrent Relays (EOCR) | Analog EOCR without Display 0.5-6A 24-240V AC/DC | EOCR EOCRSS-05S | Current: 0.5 - 6 A | Feature: 24-240V AC/DC | Display/Comm: No Display | Voltage: 100-220VAC / 24-240VAC | Protection: Overcurrent / Earth Fault | Electronic Relay | Stocked | EOCRSS-05S |  | 9475 |  | TeSys Protect EOCR | Microcontroller-based; Real-time load current; Definite & inverse time curves; Modbus option | - | 1 | Precision electronic motor protection | 106
548 | Schneider Electric | Electronic Overcurrent Relays (EOCR) | Analog EOCR without Display 3-30A 24-240V AC/DC | EOCR EOCRSS-30S | Current: 3 - 30 A | Feature: 24-240V AC/DC | Display/Comm: No Display | Voltage: 100-220VAC / 24-240VAC | Protection: Overcurrent / Earth Fault | Electronic Relay | Stocked | EOCRSS-30S |  | 9475 |  | TeSys Protect EOCR | Microcontroller-based; Real-time load current; Definite & inverse time curves; Modbus option | - | 1 | Precision electronic motor protection | 106
549 | Schneider Electric | Electronic Overcurrent Relays (EOCR) | Analog EOCR without Display 5-60A 24-240V AC/DC | EOCR EOCRSS-60S | Current: 5 - 60 A | Feature: 24-240V AC/DC | Display/Comm: - | Voltage: 100-220VAC / 24-240VAC | Protection: Overcurrent / Earth Fault | Electronic Relay | Stocked | EOCRSS-60S |  | 9475 |  | TeSys Protect EOCR | Microcontroller-based; Real-time load current; Definite & inverse time curves; Modbus option | - | 1 | Precision electronic motor protection | 106
550 | Schneider Electric | Electronic Overcurrent Relays (EOCR) | Analog EOCR with Display 0.5-6A 24-240V AC/DC | EOCR EOCRSSD-05S | Current: 0.5 - 6 A | Feature: 24-240V AC/DC | Display/Comm: With Display | Voltage: 100-220VAC / 24-240VAC | Protection: Overcurrent / Earth Fault | Electronic Relay | Stocked | EOCRSSD-05S |  | 14170 |  | TeSys Protect EOCR | Microcontroller-based; Real-time load current; Definite & inverse time curves; Modbus option | - | 1 | Precision electronic motor protection | 106
551 | Schneider Electric | Electronic Overcurrent Relays (EOCR) | Analog EOCR with Display 3-30A 24-240V AC/DC | EOCR EOCRSSD-30S | Current: 3 - 30 A | Feature: 24-240V AC/DC | Display/Comm: With Display | Voltage: 100-220VAC / 24-240VAC | Protection: Overcurrent / Earth Fault | Electronic Relay | Stocked | EOCRSSD-30S |  | 14170 |  | TeSys Protect EOCR | Microcontroller-based; Real-time load current; Definite & inverse time curves; Modbus option | - | 1 | Precision electronic motor protection | 106
552 | Schneider Electric | Electronic Overcurrent Relays (EOCR) | Analog EOCR with Display 10-60A 24-240V AC/DC | EOCR EOCRSSD-60S | Current: 10 - 60 A | Feature: 24-240V AC/DC | Display/Comm: With Display | Voltage: 100-220VAC / 24-240VAC | Protection: Overcurrent / Earth Fault | Electronic Relay | Stocked | EOCRSSD-60S |  | 14170 |  | TeSys Protect EOCR | Microcontroller-based; Real-time load current; Definite & inverse time curves; Modbus option | - | 1 | Precision electronic motor protection | 106
553 | Schneider Electric | Motor Circuit Breakers (TeSys Power) | Motor Circuit Breaker 0.1-0.16A Push Button 100kA | TeSys GV GV2ME01 | Current: 0.1 - 0.16 A | Breaking Cap: 100kA | Operator: Push Button | Poles: 3P | Protection: Thermal-Magnetic | Motor Circuit Breaker | Stocked | GV2ME01 |  | 8175 |  | TeSys GV2 / GV3 / GV5 | High breaking capacity up to 100kA; Class 10 trip; Built-in isolation; Conforms to IEC 60947-2, IEC 60947-4-1 | - | 1 | Direct motor protection | 108
554 | Schneider Electric | Motor Circuit Breakers (TeSys Power) | Motor Circuit Breaker 0.4-0.63A Push Button 100kA | TeSys GV GV2ME04 | Current: 0.4 - 0.63 A | Breaking Cap: 100kA | Operator: Push Button | Poles: 3P | Protection: Thermal-Magnetic | Motor Circuit Breaker | Stocked | GV2ME04 |  | 8710 |  | TeSys GV2 / GV3 / GV5 | High breaking capacity up to 100kA; Class 10 trip; Built-in isolation; Conforms to IEC 60947-2, IEC 60947-4-1 | - | 1 | Direct motor protection | 108
555 | Schneider Electric | Motor Circuit Breakers (TeSys Power) | Motor Circuit Breaker 1.0-1.6A Push Button 100kA | TeSys GV GV2ME06 | Current: 1.0 - 1.6 A | Breaking Cap: 100kA | Operator: Push Button | Poles: 3P | Protection: Thermal-Magnetic | Motor Circuit Breaker | Stocked | GV2ME06 |  | 8895 |  | TeSys GV2 / GV3 / GV5 | High breaking capacity up to 100kA; Class 10 trip; Built-in isolation; Conforms to IEC 60947-2, IEC 60947-4-1 | - | 1 | Direct motor protection | 108
556 | Schneider Electric | Motor Circuit Breakers (TeSys Power) | Motor Circuit Breaker 2.5-4A Push Button 100kA | TeSys GV GV2ME08 | Current: 2.5 - 4 A | Breaking Cap: 100kA | Operator: Push Button | Poles: 3P | Protection: Thermal-Magnetic | Motor Circuit Breaker | Stocked | GV2ME08 |  | 9205 |  | TeSys GV2 / GV3 / GV5 | High breaking capacity up to 100kA; Class 10 trip; Built-in isolation; Conforms to IEC 60947-2, IEC 60947-4-1 | - | 1 | Direct motor protection | 108
557 | Schneider Electric | Motor Circuit Breakers (TeSys Power) | Motor Circuit Breaker 4-6.3A Push Button 100kA | TeSys GV GV2ME10 | Current: 4 - 6.3 A | Breaking Cap: 100kA | Operator: Push Button | Poles: 3P | Protection: Thermal-Magnetic | Motor Circuit Breaker | Stocked | GV2ME10 |  | 9205 |  | TeSys GV2 / GV3 / GV5 | High breaking capacity up to 100kA; Class 10 trip; Built-in isolation; Conforms to IEC 60947-2, IEC 60947-4-1 | - | 1 | Direct motor protection | 108
558 | Schneider Electric | Motor Circuit Breakers (TeSys Power) | Motor Circuit Breaker 6-10A Push Button 100kA | TeSys GV GV2ME14 | Current: 6 - 10 A | Breaking Cap: 100kA | Operator: Push Button | Poles: 3P | Protection: Thermal-Magnetic | Motor Circuit Breaker | Stocked | GV2ME14 |  | 9205 |  | TeSys GV2 / GV3 / GV5 | High breaking capacity up to 100kA; Class 10 trip; Built-in isolation; Conforms to IEC 60947-2, IEC 60947-4-1 | - | 1 | Direct motor protection | 108
559 | Schneider Electric | Motor Circuit Breakers (TeSys Power) | Motor Circuit Breaker 9-14A Push Button 100kA | TeSys GV GV2ME16 | Current: 9 - 14 A | Breaking Cap: 100kA | Operator: Push Button | Poles: 3P | Protection: Thermal-Magnetic | Motor Circuit Breaker | Stocked | GV2ME16 |  | 10310 |  | TeSys GV2 / GV3 / GV5 | High breaking capacity up to 100kA; Class 10 trip; Built-in isolation; Conforms to IEC 60947-2, IEC 60947-4-1 | - | 1 | Direct motor protection | 108
560 | Schneider Electric | Motor Circuit Breakers (TeSys Power) | Motor Circuit Breaker 13-18A Push Button 100kA | TeSys GV GV2ME20 | Current: 13 - 18 A | Breaking Cap: 100kA | Operator: Push Button | Poles: 3P | Protection: Thermal-Magnetic | Motor Circuit Breaker | Stocked | GV2ME20 |  | 11105 |  | TeSys GV2 / GV3 / GV5 | High breaking capacity up to 100kA; Class 10 trip; Built-in isolation; Conforms to IEC 60947-2, IEC 60947-4-1 | - | 1 | Direct motor protection | 108
561 | Schneider Electric | Motor Circuit Breakers (TeSys Power) | Motor Circuit Breaker 20-25A Push Button 50kA | TeSys GV GV2ME22 | Current: 20 - 25 A | Breaking Cap: 50kA | Operator: Push Button | Poles: 3P | Protection: Thermal-Magnetic | Motor Circuit Breaker | Stocked | GV2ME22 |  | 11855 |  | TeSys GV2 / GV3 / GV5 | High breaking capacity up to 100kA; Class 10 trip; Built-in isolation; Conforms to IEC 60947-2, IEC 60947-4-1 | - | 1 | Direct motor protection | 108
562 | Schneider Electric | Motor Circuit Breakers (TeSys Power) | Motor Circuit Breaker 24-32A Push Button 50kA | TeSys GV GV2ME32 | Current: 24 - 32 A | Breaking Cap: 24 - 32 A | Operator: Push Button | Poles: 3P | Protection: Thermal-Magnetic | Motor Circuit Breaker | Stocked | GV2ME32 |  | 19205 |  | TeSys GV2 / GV3 / GV5 | High breaking capacity up to 100kA; Class 10 trip; Built-in isolation; Conforms to IEC 60947-2, IEC 60947-4-1 | - | 1 | Direct motor protection | 108
563 | Schneider Electric | Motor Circuit Breakers (TeSys Power) | Motor Circuit Breaker 0.1-0.16A Rotary Handle 100kA | TeSys GV GV2P01 | Current: 0.1 - 0.16 A | Breaking Cap: 100kA | Operator: Rotary Handle | Poles: 3P | Protection: Thermal-Magnetic | Motor Circuit Breaker | Stocked | GV2P01 |  | 7930 |  | TeSys GV2 / GV3 / GV5 | High breaking capacity up to 100kA; Class 10 trip; Built-in isolation; Conforms to IEC 60947-2, IEC 60947-4-1 | - | 1 | Direct motor protection | 108
564 | Schneider Electric | Motor Circuit Breakers (TeSys Power) | Motor Circuit Breaker 1.0-1.6A Rotary Handle 100kA | TeSys GV GV2P06 | Current: 1.0 - 1.6 A | Breaking Cap: 100kA | Operator: Rotary Handle | Poles: 3P | Protection: Thermal-Magnetic | Motor Circuit Breaker | Stocked | GV2P06 |  | 9090 |  | TeSys GV2 / GV3 / GV5 | High breaking capacity up to 100kA; Class 10 trip; Built-in isolation; Conforms to IEC 60947-2, IEC 60947-4-1 | - | 1 | Direct motor protection | 108
565 | Schneider Electric | Motor Circuit Breakers (TeSys Power) | Motor Circuit Breaker 2.5-4A Rotary Handle 100kA | TeSys GV GV2P08 | Current: 2.5 - 4 A | Breaking Cap: 100kA | Operator: Rotary Handle | Poles: 3P | Protection: Thermal-Magnetic | Motor Circuit Breaker | Stocked | GV2P08 |  | 9375 |  | TeSys GV2 / GV3 / GV5 | High breaking capacity up to 100kA; Class 10 trip; Built-in isolation; Conforms to IEC 60947-2, IEC 60947-4-1 | - | 1 | Direct motor protection | 108
566 | Schneider Electric | Motor Circuit Breakers (TeSys Power) | Motor Circuit Breaker 4-6.3A Rotary Handle 100kA | TeSys GV GV2P10 | Current: 4 - 6.3 A | Breaking Cap: 100kA | Operator: Rotary Handle | Poles: 3P | Protection: Thermal-Magnetic | Motor Circuit Breaker | Stocked | GV2P10 |  | 9375 |  | TeSys GV2 / GV3 / GV5 | High breaking capacity up to 100kA; Class 10 trip; Built-in isolation; Conforms to IEC 60947-2, IEC 60947-4-1 | - | 1 | Direct motor protection | 108
567 | Schneider Electric | Motor Circuit Breakers (TeSys Power) | Motor Circuit Breaker 6-10A Rotary Handle 100kA | TeSys GV GV2P14 | Current: 6 - 10 A | Breaking Cap: 100kA | Operator: Rotary Handle | Poles: 3P | Protection: Thermal-Magnetic | Motor Circuit Breaker | Stocked | GV2P14 |  | 10005 |  | TeSys GV2 / GV3 / GV5 | High breaking capacity up to 100kA; Class 10 trip; Built-in isolation; Conforms to IEC 60947-2, IEC 60947-4-1 | - | 1 | Direct motor protection | 108
568 | Schneider Electric | Motor Circuit Breakers (TeSys Power) | Motor Circuit Breaker 9-14A Rotary Handle 100kA | TeSys GV GV2P16 | Current: 9 - 14 A | Breaking Cap: 100kA | Operator: Rotary Handle | Poles: 3P | Protection: Thermal-Magnetic | Motor Circuit Breaker | Stocked | GV2P16 |  | 12280 |  | TeSys GV2 / GV3 / GV5 | High breaking capacity up to 100kA; Class 10 trip; Built-in isolation; Conforms to IEC 60947-2, IEC 60947-4-1 | - | 1 | Direct motor protection | 108
569 | Schneider Electric | Motor Circuit Breakers (TeSys Power) | Motor Circuit Breaker 13-18A Rotary Handle 100kA | TeSys GV GV2P20 | Current: 13 - 18 A | Breaking Cap: 100kA | Operator: Rotary Handle | Poles: 3P | Protection: Thermal-Magnetic | Motor Circuit Breaker | Stocked | GV2P20 |  | 14175 |  | TeSys GV2 / GV3 / GV5 | High breaking capacity up to 100kA; Class 10 trip; Built-in isolation; Conforms to IEC 60947-2, IEC 60947-4-1 | - | 1 | Direct motor protection | 108
570 | Schneider Electric | Motor Circuit Breakers (TeSys Power) | Motor Circuit Breaker 20-25A Rotary Handle 50kA | TeSys GV GV2P22 | Current: 20 - 25 A | Breaking Cap: 50kA | Operator: Rotary Handle | Poles: 3P | Protection: Thermal-Magnetic | Motor Circuit Breaker | Stocked | GV2P22 |  | 14175 |  | TeSys GV2 / GV3 / GV5 | High breaking capacity up to 100kA; Class 10 trip; Built-in isolation; Conforms to IEC 60947-2, IEC 60947-4-1 | - | 1 | Direct motor protection | 108
571 | Schneider Electric | Motor Circuit Breakers (TeSys Power) | Motor Circuit Breaker 24-32A Rotary Handle 50kA | TeSys GV GV2P32 | Current: 24 - 32 A | Breaking Cap: 50kA | Operator: Rotary Handle | Poles: 3P | Protection: Thermal-Magnetic | Motor Circuit Breaker | Stocked | GV2P32 |  | 23900 |  | TeSys GV2 / GV3 / GV5 | High breaking capacity up to 100kA; Class 10 trip; Built-in isolation; Conforms to IEC 60947-2, IEC 60947-4-1 | - | 1 | Direct motor protection | 108
572 | Schneider Electric | Motor Circuit Breakers (TeSys Power) | Motor Circuit Breaker 30-40A Rotary Handle 50kA | TeSys GV GV3P40 | Current: 30 - 40 A | Breaking Cap: 50kA | Operator: Rotary Handle | Poles: 3P | Protection: Thermal-Magnetic | Motor Circuit Breaker | Stocked | GV3P40 |  | 27940 |  | TeSys GV2 / GV3 / GV5 | High breaking capacity up to 100kA; Class 10 trip; Built-in isolation; Conforms to IEC 60947-2, IEC 60947-4-1 | - | 1 | Direct motor protection | 108
573 | Schneider Electric | Motor Circuit Breakers (TeSys Power) | Motor Circuit Breaker 37-50A Rotary Handle 50kA | TeSys GV GV3P50 | Current: 37 - 50 A | Breaking Cap: 50kA | Operator: Rotary Handle | Poles: 3P | Protection: Thermal-Magnetic | Motor Circuit Breaker | Stocked | GV3P50 |  | 34640 |  | TeSys GV2 / GV3 / GV5 | High breaking capacity up to 100kA; Class 10 trip; Built-in isolation; Conforms to IEC 60947-2, IEC 60947-4-1 | - | 1 | Direct motor protection | 108
574 | Schneider Electric | Motor Circuit Breakers (TeSys Power) | Motor Circuit Breaker 48-65A Rotary Handle 50kA | TeSys GV GV3P65 | Current: 48 - 65 A | Breaking Cap: 50kA | Operator: Rotary Handle | Poles: 3P | Protection: Thermal-Magnetic | Motor Circuit Breaker | Stocked | GV3P65 |  | 35530 |  | TeSys GV2 / GV3 / GV5 | High breaking capacity up to 100kA; Class 10 trip; Built-in isolation; Conforms to IEC 60947-2, IEC 60947-4-1 | - | 1 | Direct motor protection | 108
575 | Schneider Electric | Motor Circuit Breakers (TeSys Power) | Motor Circuit Breaker 62-73A Rotary Handle 50kA | TeSys GV GV3P73 | Current: 62 - 73 A | Breaking Cap: 50kA | Operator: Rotary Handle | Poles: 3P | Protection: Thermal-Magnetic | Motor Circuit Breaker | Stocked | GV3P73 |  | 36310 |  | TeSys GV2 / GV3 / GV5 | High breaking capacity up to 100kA; Class 10 trip; Built-in isolation; Conforms to IEC 60947-2, IEC 60947-4-1 | - | 1 | Direct motor protection | 108
576 | Schneider Electric | Motor Circuit Breakers (TeSys Power) | Motor Circuit Breaker 70-150A Direct Rotary Handle 70kA | TeSys GV GV5P150H | Current: 70 - 150 A | Breaking Cap: 70kA | Operator: Direct Rotary Handle | Poles: 3P | Protection: Thermal-Magnetic | Motor Circuit Breaker | Stocked | GV5P150H |  | 65620 |  | TeSys GV2 / GV3 / GV5 | High breaking capacity up to 100kA; Class 10 trip; Built-in isolation; Conforms to IEC 60947-2, IEC 60947-4-1 | - | 1 | Direct motor protection | 108
577 | Schneider Electric | Motor Circuit Breakers (TeSys Power) | Motor Circuit Breaker 100-220A Direct Rotary Handle 70kA | TeSys GV GV5P220H | Current: 100 - 220 A | Breaking Cap: 70kA | Operator: Direct Rotary Handle | Poles: 3P | Protection: Thermal-Magnetic | Motor Circuit Breaker | Stocked | GV5P220H |  | 76545 |  | TeSys GV2 / GV3 / GV5 | High breaking capacity up to 100kA; Class 10 trip; Built-in isolation; Conforms to IEC 60947-2, IEC 60947-4-1 | - | 1 | Direct motor protection | 108
578 | Schneider Electric | Motor Circuit Breakers (TeSys Power) | Front auxiliary contact block 1NO + 1NC for GV2 | TeSys GV GVAE11 | Current: 1NO + 1NC | Breaking Cap: Front Mount | Operator: - | Poles: 3P | Protection: Thermal-Magnetic | Motor Circuit Breaker | Stocked | GVAE11 |  | 2125 |  | TeSys GV2 / GV3 / GV5 | High breaking capacity up to 100kA; Class 10 trip; Built-in isolation; Conforms to IEC 60947-2, IEC 60947-4-1 | - | 1 | Direct motor protection | 112
579 | Schneider Electric | Motor Circuit Breakers (TeSys Power) | Side auxiliary contact block 1NO + 1NC for GV2 | TeSys GV GVAN11 | Current: 1NO + 1NC | Breaking Cap: Side Mount | Operator: - | Poles: 3P | Protection: Thermal-Magnetic | Motor Circuit Breaker | Stocked | GVAN11 |  | 2565 |  | TeSys GV2 / GV3 / GV5 | High breaking capacity up to 100kA; Class 10 trip; Built-in isolation; Conforms to IEC 60947-2, IEC 60947-4-1 | - | 1 | Direct motor protection | 112
580 | Schneider Electric | Motor Circuit Breakers (TeSys Power) | Fault signalling contact + 1NO contact for GV2 | TeSys GV GVAD1010 | Current: 1NO + 1NO | Breaking Cap: Fault Contact | Operator: - | Poles: 3P | Protection: Thermal-Magnetic | Motor Circuit Breaker | Stocked | GVAD1010 |  | 3345 |  | TeSys GV2 / GV3 / GV5 | High breaking capacity up to 100kA; Class 10 trip; Built-in isolation; Conforms to IEC 60947-2, IEC 60947-4-1 | - | 1 | Direct motor protection | 112
581 | Schneider Electric | Motor Circuit Breakers (TeSys Power) | Undervoltage trip 220-240V 50Hz for GV2 | TeSys GV GVAU225 | Current: 220-240V 50Hz | Breaking Cap: UVR Trip | Operator: - | Poles: 3P | Protection: Thermal-Magnetic | Motor Circuit Breaker | Stocked | GVAU225 |  | 6105 |  | TeSys GV2 / GV3 / GV5 | High breaking capacity up to 100kA; Class 10 trip; Built-in isolation; Conforms to IEC 60947-2, IEC 60947-4-1 | - | 1 | Direct motor protection | 112
582 | Schneider Electric | Motor Circuit Breakers (TeSys Power) | Shunt trip 220-240V 50Hz for GV2 | TeSys GV GVAS225 | Current: 220-240V 50Hz | Breaking Cap: Shunt Trip | Operator: - | Poles: 3P | Protection: Thermal-Magnetic | Motor Circuit Breaker | Stocked | GVAS225 |  | 6105 |  | TeSys GV2 / GV3 / GV5 | High breaking capacity up to 100kA; Class 10 trip; Built-in isolation; Conforms to IEC 60947-2, IEC 60947-4-1 | - | 1 | Direct motor protection | 112
583 | Schneider Electric | Motor Circuit Breakers (TeSys Power) | Set of 63A busbars for 4 contactors/breakers 45mm pitch | TeSys GV GV2G445 | Current: 63A Busbar | Breaking Cap: 4 Outlets 45mm | Operator: - | Poles: 3P | Protection: Thermal-Magnetic | Motor Circuit Breaker | Stocked | GV2G445 |  | 5315 |  | TeSys GV2 / GV3 / GV5 | High breaking capacity up to 100kA; Class 10 trip; Built-in isolation; Conforms to IEC 60947-2, IEC 60947-4-1 | - | 1 | Direct motor protection | 112
584 | Schneider Electric | Switch Disconnectors (TeSys Vario) | Complete Enclosed Switch 10A 4kW 3P IP65 Sealable & Lockable | Vario VCF02GE | Thermal Current: 10A | Rated Power: 4kW | Poles: 3P | Operator: Red/Yellow Padlockable | Ingress: IP65 | Switch Disconnector | Stocked | VCF02GE |  | 5895 |  | TeSys Vario | Door interlocked; 3 padlock positions; AC-23 switching duty; IEC 60947-3 compliant | - | 1 | Emergency stop / isolator switch | 115
585 | Schneider Electric | Switch Disconnectors (TeSys Vario) | Complete Enclosed Switch 16A 5.5kW 3P IP65 Sealable & Lockable | Vario VCF01GE | Thermal Current: 16A | Rated Power: 5.5kW | Poles: 3P | Operator: Red/Yellow Padlockable | Ingress: IP65 | Switch Disconnector | Stocked | VCF01GE |  | 6410 |  | TeSys Vario | Door interlocked; 3 padlock positions; AC-23 switching duty; IEC 60947-3 compliant | - | 1 | Emergency stop / isolator switch | 115
586 | Schneider Electric | Switch Disconnectors (TeSys Vario) | Complete Enclosed Switch 20A 7.5kW 3P IP65 Sealable & Lockable | Vario VCF0GE | Thermal Current: 20A | Rated Power: 7.5kW | Poles: 3P | Operator: Red/Yellow Padlockable | Ingress: IP65 | Switch Disconnector | Stocked | VCF0GE |  | 7800 |  | TeSys Vario | Door interlocked; 3 padlock positions; AC-23 switching duty; IEC 60947-3 compliant | - | 1 | Emergency stop / isolator switch | 115
587 | Schneider Electric | Switch Disconnectors (TeSys Vario) | Complete Enclosed Switch 25A 11kW 3P IP65 Sealable & Lockable | Vario VCF1GE | Thermal Current: 25A | Rated Power: 11kW | Poles: 3P | Operator: Red/Yellow Padlockable | Ingress: IP65 | Switch Disconnector | Stocked | VCF1GE |  | 8360 |  | TeSys Vario | Door interlocked; 3 padlock positions; AC-23 switching duty; IEC 60947-3 compliant | - | 1 | Emergency stop / isolator switch | 115
588 | Schneider Electric | Switch Disconnectors (TeSys Vario) | Complete Enclosed Switch 32A 15kW 3P IP65 Sealable & Lockable | Vario VCF2GE | Thermal Current: 32A | Rated Power: 15kW | Poles: 3P | Operator: Red/Yellow Padlockable | Ingress: IP65 | Switch Disconnector | Stocked | VCF2GE |  | 9795 |  | TeSys Vario | Door interlocked; 3 padlock positions; AC-23 switching duty; IEC 60947-3 compliant | - | 1 | Emergency stop / isolator switch | 115
589 | Schneider Electric | Switch Disconnectors (TeSys Vario) | Complete Enclosed Switch 50A 22kW 3P IP65 Sealable & Lockable | Vario VCF3GE | Thermal Current: 50A | Rated Power: 22kW | Poles: 3P | Operator: Red/Yellow Padlockable | Ingress: IP65 | Switch Disconnector | Stocked | VCF3GE |  | 15145 |  | TeSys Vario | Door interlocked; 3 padlock positions; AC-23 switching duty; IEC 60947-3 compliant | - | 1 | Emergency stop / isolator switch | 115
590 | Schneider Electric | Switch Disconnectors (TeSys Vario) | Complete Enclosed Switch 63A 30kW 3P IP65 Sealable & Lockable | Vario VCF4GE | Thermal Current: 63A | Rated Power: 30kW | Poles: 3P | Operator: Red/Yellow Padlockable | Ingress: IP65 | Switch Disconnector | Stocked | VCF4GE |  | 17720 |  | TeSys Vario | Door interlocked; 3 padlock positions; AC-23 switching duty; IEC 60947-3 compliant | - | 1 | Emergency stop / isolator switch | 115
591 | Schneider Electric | Switch Disconnectors (TeSys Vario) | Complete Switch with Padlockable Operator 12A 3P | Vario VCF02 | Thermal Current: 12A | Rated Power: 3P Switch | Poles: 3P | Operator: Red/Yellow Padlockable | Ingress: IP65 | Switch Disconnector | Stocked | VCF02 |  | 3700 |  | TeSys Vario | Door interlocked; 3 padlock positions; AC-23 switching duty; IEC 60947-3 compliant | - | 1 | Emergency stop / isolator switch | 115
592 | Schneider Electric | Switch Disconnectors (TeSys Vario) | Complete Switch with Padlockable Operator 25A 3P | Vario VCF0 | Thermal Current: 25A | Rated Power: 3P Switch | Poles: 3P | Operator: Red/Yellow Padlockable | Ingress: IP65 | Switch Disconnector | Stocked | VCF0 |  | 4695 |  | TeSys Vario | Door interlocked; 3 padlock positions; AC-23 switching duty; IEC 60947-3 compliant | - | 1 | Emergency stop / isolator switch | 115
593 | Schneider Electric | Switch Disconnectors (TeSys Vario) | Complete Switch with Padlockable Operator 32A 3P | Vario VCF1 | Thermal Current: 32A | Rated Power: 3P Switch | Poles: 3P | Operator: Red/Yellow Padlockable | Ingress: IP65 | Switch Disconnector | Stocked | VCF1 |  | 4915 |  | TeSys Vario | Door interlocked; 3 padlock positions; AC-23 switching duty; IEC 60947-3 compliant | - | 1 | Emergency stop / isolator switch | 115
594 | Schneider Electric | Switch Disconnectors (TeSys Vario) | Complete Switch with Padlockable Operator 40A 3P | Vario VCF2 | Thermal Current: 40A | Rated Power: 3P Switch | Poles: 3P | Operator: Red/Yellow Padlockable | Ingress: IP65 | Switch Disconnector | Stocked | VCF2 |  | 6100 |  | TeSys Vario | Door interlocked; 3 padlock positions; AC-23 switching duty; IEC 60947-3 compliant | - | 1 | Emergency stop / isolator switch | 115
595 | Schneider Electric | Switch Disconnectors (TeSys Vario) | Complete Switch with Padlockable Operator 63A 3P | Vario VCF3 | Thermal Current: 63A | Rated Power: 3P Switch | Poles: 3P | Operator: Red/Yellow Padlockable | Ingress: IP65 | Switch Disconnector | Stocked | VCF3 |  | 12520 |  | TeSys Vario | Door interlocked; 3 padlock positions; AC-23 switching duty; IEC 60947-3 compliant | - | 1 | Emergency stop / isolator switch | 115
596 | Schneider Electric | Switch Disconnectors (TeSys Vario) | Complete Switch with Padlockable Operator 80A 3P | Vario VCF4 | Thermal Current: 80A | Rated Power: 3P Switch | Poles: 3P | Operator: Red/Yellow Padlockable | Ingress: IP65 | Switch Disconnector | Stocked | VCF4 |  | 10340 |  | TeSys Vario | Door interlocked; 3 padlock positions; AC-23 switching duty; IEC 60947-3 compliant | - | 1 | Emergency stop / isolator switch | 115
597 | Schneider Electric | Switch Disconnectors (TeSys Vario) | Complete Switch with Padlockable Operator 125A 3P | Vario VCF5 | Thermal Current: 125A | Rated Power: 3P Switch | Poles: 3P | Operator: Red/Yellow Padlockable | Ingress: IP65 | Switch Disconnector | Stocked | VCF5 |  | 23700 |  | TeSys Vario | Door interlocked; 3 padlock positions; AC-23 switching duty; IEC 60947-3 compliant | - | 1 | Emergency stop / isolator switch | 115
598 | Schneider Electric | Switch Disconnectors (TeSys Vario) | Complete Switch with Padlockable Operator 175A 3P | Vario VCF6 | Thermal Current: 175A | Rated Power: 3P Switch | Poles: 3P | Operator: Red/Yellow Padlockable | Ingress: IP65 | Switch Disconnector | Stocked | VCF6 |  | 28725 |  | TeSys Vario | Door interlocked; 3 padlock positions; AC-23 switching duty; IEC 60947-3 compliant | - | 1 | Emergency stop / isolator switch | 115
599 | Schneider Electric | Distribution MCCBs (EasyPact CVS) | EasyPact CVS100B TM16D 3P 3d MCCB 36kA | EasyPact CVS LV510330 | Current: 16A | Poles: 3P | Breaking Capacity: 36kA | Trip Unit: TMD Thermal-Magnetic | Standard: IEC 60947-2 | MCCB / Accessory | Stocked | LV510330 |  | 15830 |  | EasyPact CVS | Ics = 100% Icu; Adjustable thermal 0.7-1.0xIn; Fixed magnetic; Class II front face | Power Distribution Panels | 1 | Distribution network protection | 125
600 | Schneider Electric | Distribution MCCBs (EasyPact CVS) | EasyPact CVS100B TM25D 3P 3d MCCB 36kA | EasyPact CVS LV510331 | Current: 25A | Poles: 3P | Breaking Capacity: 36kA | Trip Unit: TMD Thermal-Magnetic | Standard: IEC 60947-2 | MCCB / Accessory | Stocked | LV510331 |  | 15830 |  | EasyPact CVS | Ics = 100% Icu; Adjustable thermal 0.7-1.0xIn; Fixed magnetic; Class II front face | Power Distribution Panels | 1 | Distribution network protection | 125
601 | Schneider Electric | Distribution MCCBs (EasyPact CVS) | EasyPact CVS100B TM32D 3P 3d MCCB 36kA | EasyPact CVS LV510332 | Current: 32A | Poles: 3P | Breaking Capacity: 36kA | Trip Unit: TMD Thermal-Magnetic | Standard: IEC 60947-2 | MCCB / Accessory | Stocked | LV510332 |  | 15830 |  | EasyPact CVS | Ics = 100% Icu; Adjustable thermal 0.7-1.0xIn; Fixed magnetic; Class II front face | Power Distribution Panels | 1 | Distribution network protection | 125
602 | Schneider Electric | Distribution MCCBs (EasyPact CVS) | EasyPact CVS100B TM40D 3P 3d MCCB 36kA | EasyPact CVS LV510333 | Current: 40A | Poles: 3P | Breaking Capacity: 36kA | Trip Unit: TMD Thermal-Magnetic | Standard: IEC 60947-2 | MCCB / Accessory | Stocked | LV510333 |  | 15830 |  | EasyPact CVS | Ics = 100% Icu; Adjustable thermal 0.7-1.0xIn; Fixed magnetic; Class II front face | Power Distribution Panels | 1 | Distribution network protection | 125
603 | Schneider Electric | Distribution MCCBs (EasyPact CVS) | EasyPact CVS100B TM50D 3P 3d MCCB 36kA | EasyPact CVS LV510334 | Current: 50A | Poles: 3P | Breaking Capacity: 36kA | Trip Unit: TMD Thermal-Magnetic | Standard: IEC 60947-2 | MCCB / Accessory | Stocked | LV510334 |  | 15830 |  | EasyPact CVS | Ics = 100% Icu; Adjustable thermal 0.7-1.0xIn; Fixed magnetic; Class II front face | Power Distribution Panels | 1 | Distribution network protection | 125
604 | Schneider Electric | Distribution MCCBs (EasyPact CVS) | EasyPact CVS100B TM63D 3P 3d MCCB 36kA | EasyPact CVS LV510335 | Current: 63A | Poles: 3P | Breaking Capacity: 36kA | Trip Unit: TMD Thermal-Magnetic | Standard: IEC 60947-2 | MCCB / Accessory | Stocked | LV510335 |  | 15830 |  | EasyPact CVS | Ics = 100% Icu; Adjustable thermal 0.7-1.0xIn; Fixed magnetic; Class II front face | Power Distribution Panels | 1 | Distribution network protection | 125
605 | Schneider Electric | Distribution MCCBs (EasyPact CVS) | EasyPact CVS100B TM80D 3P 3d MCCB 36kA | EasyPact CVS LV510336 | Current: 80A | Poles: 3P | Breaking Capacity: 36kA | Trip Unit: TMD Thermal-Magnetic | Standard: IEC 60947-2 | MCCB / Accessory | Stocked | LV510336 |  | 15830 |  | EasyPact CVS | Ics = 100% Icu; Adjustable thermal 0.7-1.0xIn; Fixed magnetic; Class II front face | Power Distribution Panels | 1 | Distribution network protection | 125
606 | Schneider Electric | Distribution MCCBs (EasyPact CVS) | EasyPact CVS100B TM100D 3P 3d MCCB 36kA | EasyPact CVS LV510337 | Current: 100A | Poles: 3P | Breaking Capacity: 36kA | Trip Unit: TMD Thermal-Magnetic | Standard: IEC 60947-2 | MCCB / Accessory | Stocked | LV510337 |  | 15830 |  | EasyPact CVS | Ics = 100% Icu; Adjustable thermal 0.7-1.0xIn; Fixed magnetic; Class II front face | Power Distribution Panels | 1 | Distribution network protection | 125
607 | Schneider Electric | Distribution MCCBs (EasyPact CVS) | EasyPact CVS160B TM125D 3P 3d MCCB 36kA | EasyPact CVS LV516332 | Current: 125A | Poles: 3P | Breaking Capacity: 36kA | Trip Unit: TMD Thermal-Magnetic | Standard: IEC 60947-2 | MCCB / Accessory | Stocked | LV516332 |  | 17570 |  | EasyPact CVS | Ics = 100% Icu; Adjustable thermal 0.7-1.0xIn; Fixed magnetic; Class II front face | Power Distribution Panels | 1 | Distribution network protection | 125
608 | Schneider Electric | Distribution MCCBs (EasyPact CVS) | EasyPact CVS160B TM160D 3P 3d MCCB 36kA | EasyPact CVS LV516333 | Current: 160A | Poles: 3P | Breaking Capacity: 36kA | Trip Unit: TMD Thermal-Magnetic | Standard: IEC 60947-2 | MCCB / Accessory | Stocked | LV516333 |  | 23280 |  | EasyPact CVS | Ics = 100% Icu; Adjustable thermal 0.7-1.0xIn; Fixed magnetic; Class II front face | Power Distribution Panels | 1 | Distribution network protection | 125
609 | Schneider Electric | Distribution MCCBs (EasyPact CVS) | EasyPact CVS250B TM200D 3P 3d MCCB 36kA | EasyPact CVS LV525332 | Current: 200A | Poles: 3P | Breaking Capacity: 36kA | Trip Unit: TMD Thermal-Magnetic | Standard: IEC 60947-2 | MCCB / Accessory | Stocked | LV525332 |  | 33530 |  | EasyPact CVS | Ics = 100% Icu; Adjustable thermal 0.7-1.0xIn; Fixed magnetic; Class II front face | Power Distribution Panels | 1 | Distribution network protection | 125
610 | Schneider Electric | Distribution MCCBs (EasyPact CVS) | EasyPact CVS250B TM250D 3P 3d MCCB 36kA | EasyPact CVS LV525333 | Current: 250A | Poles: 3P | Breaking Capacity: 36kA | Trip Unit: TMD Thermal-Magnetic | Standard: IEC 60947-2 | MCCB / Accessory | Stocked | LV525333 |  | 37190 |  | EasyPact CVS | Ics = 100% Icu; Adjustable thermal 0.7-1.0xIn; Fixed magnetic; Class II front face | Power Distribution Panels | 1 | Distribution network protection | 125
611 | Schneider Electric | Distribution MCCBs (EasyPact CVS) | EasyPact CVS400F TM320D 3P 3d MCCB 36kA | EasyPact CVS LV540305 | Current: 320A | Poles: 3P | Breaking Capacity: 36kA | Trip Unit: TMD Thermal-Magnetic | Standard: IEC 60947-2 | MCCB / Accessory | Stocked | LV540305 |  | 50840 |  | EasyPact CVS | Ics = 100% Icu; Adjustable thermal 0.7-1.0xIn; Fixed magnetic; Class II front face | Power Distribution Panels | 1 | Distribution network protection | 125
612 | Schneider Electric | Distribution MCCBs (EasyPact CVS) | EasyPact CVS400F TM400D 3P 3d MCCB 36kA | EasyPact CVS LV540306 | Current: 400A | Poles: 3P | Breaking Capacity: 36kA | Trip Unit: TMD Thermal-Magnetic | Standard: IEC 60947-2 | MCCB / Accessory | Stocked | LV540306 |  | 51140 |  | EasyPact CVS | Ics = 100% Icu; Adjustable thermal 0.7-1.0xIn; Fixed magnetic; Class II front face | Power Distribution Panels | 1 | Distribution network protection | 125
613 | Schneider Electric | Distribution MCCBs (EasyPact CVS) | EasyPact CVS630F TM500D 3P 3d MCCB 36kA | EasyPact CVS LV563305 | Current: 500A | Poles: 3P | Breaking Capacity: 36kA | Trip Unit: TMD Thermal-Magnetic | Standard: IEC 60947-2 | MCCB / Accessory | Stocked | LV563305 |  | 57970 |  | EasyPact CVS | Ics = 100% Icu; Adjustable thermal 0.7-1.0xIn; Fixed magnetic; Class II front face | Power Distribution Panels | 1 | Distribution network protection | 125
614 | Schneider Electric | Distribution MCCBs (EasyPact CVS) | EasyPact CVS630F TM630D 3P 3d MCCB 36kA | EasyPact CVS LV563307 | Current: 630A | Poles: 3P | Breaking Capacity: 36kA | Trip Unit: TMD Thermal-Magnetic | Standard: IEC 60947-2 | MCCB / Accessory | Stocked | LV563307 |  | 66380 |  | EasyPact CVS | Ics = 100% Icu; Adjustable thermal 0.7-1.0xIn; Fixed magnetic; Class II front face | Power Distribution Panels | 1 | Distribution network protection | 125
615 | Schneider Electric | Distribution MCCBs (EasyPact CVS) | EasyPact CVS100B TM16D 4P 4d MCCB 36kA | EasyPact CVS LV510340 | Current: 16A | Poles: 4P | Breaking Capacity: 36kA | Trip Unit: TMD Thermal-Magnetic | Standard: IEC 60947-2 | MCCB / Accessory | Stocked | LV510340 |  | 19780 |  | EasyPact CVS | Ics = 100% Icu; Adjustable thermal 0.7-1.0xIn; Fixed magnetic; Class II front face | Power Distribution Panels | 1 | Distribution network protection | 125
616 | Schneider Electric | Distribution MCCBs (EasyPact CVS) | EasyPact CVS100B TM100D 4P 4d MCCB 36kA | EasyPact CVS LV510347 | Current: 100A | Poles: 4P | Breaking Capacity: 36kA | Trip Unit: TMD Thermal-Magnetic | Standard: IEC 60947-2 | MCCB / Accessory | Stocked | LV510347 |  | 19780 |  | EasyPact CVS | Ics = 100% Icu; Adjustable thermal 0.7-1.0xIn; Fixed magnetic; Class II front face | Power Distribution Panels | 1 | Distribution network protection | 125
617 | Schneider Electric | Distribution MCCBs (EasyPact CVS) | EasyPact CVS160B TM160D 4P 4d MCCB 36kA | EasyPact CVS LV516343 | Current: 160A | Poles: 4P | Breaking Capacity: 36kA | Trip Unit: TMD Thermal-Magnetic | Standard: IEC 60947-2 | MCCB / Accessory | Stocked | LV516343 |  | 27730 |  | EasyPact CVS | Ics = 100% Icu; Adjustable thermal 0.7-1.0xIn; Fixed magnetic; Class II front face | Power Distribution Panels | 1 | Distribution network protection | 125
618 | Schneider Electric | Distribution MCCBs (EasyPact CVS) | EasyPact CVS250B TM250D 4P 4d MCCB 36kA | EasyPact CVS LV525343 | Current: 250A | Poles: 4P | Breaking Capacity: 36kA | Trip Unit: TMD Thermal-Magnetic | Standard: IEC 60947-2 | MCCB / Accessory | Stocked | LV525343 |  | 46020 |  | EasyPact CVS | Ics = 100% Icu; Adjustable thermal 0.7-1.0xIn; Fixed magnetic; Class II front face | Power Distribution Panels | 1 | Distribution network protection | 125
619 | Schneider Electric | Distribution MCCBs (EasyPact CVS) | EasyPact CVS400F TM400D 4P 4d MCCB 36kA | EasyPact CVS LV540309 | Current: 400A | Poles: 4P | Breaking Capacity: 36kA | Trip Unit: TMD Thermal-Magnetic | Standard: IEC 60947-2 | MCCB / Accessory | Stocked | LV540309 |  | 63640 |  | EasyPact CVS | Ics = 100% Icu; Adjustable thermal 0.7-1.0xIn; Fixed magnetic; Class II front face | Power Distribution Panels | 1 | Distribution network protection | 125
620 | Schneider Electric | Distribution MCCBs (EasyPact CVS) | EasyPact CVS630F TM630D 4P 4d MCCB 36kA | EasyPact CVS LV563310 | Current: 630A | Poles: 4P | Breaking Capacity: 36kA | Trip Unit: TMD Thermal-Magnetic | Standard: IEC 60947-2 | MCCB / Accessory | Stocked | LV563310 |  | 83780 |  | EasyPact CVS | Ics = 100% Icu; Adjustable thermal 0.7-1.0xIn; Fixed magnetic; Class II front face | Power Distribution Panels | 1 | Distribution network protection | 125
621 | Schneider Electric | Distribution MCCBs (EasyPact CVS) | OF or SD or SDE or SDV auxiliary contact (changeover) | EasyPact CVS 29450 | Current: Aux Contact | Poles: Changeover | Breaking Capacity: - | Trip Unit: TMD Thermal-Magnetic | Standard: IEC 60947-2 | MCCB / Accessory | Stocked | 29450 |  | 1430 |  | EasyPact CVS | Ics = 100% Icu; Adjustable thermal 0.7-1.0xIn; Fixed magnetic; Class II front face | Power Distribution Panels | 1 | Distribution network protection | 126
622 | Schneider Electric | Distribution MCCBs (EasyPact CVS) | Shunt release MX 220-240V 50/60Hz for CVS/NSX | EasyPact CVS LV429387 | Current: 220-240V AC | Poles: Shunt Release | Breaking Capacity: - | Trip Unit: TMD Thermal-Magnetic | Standard: IEC 60947-2 | MCCB / Accessory | Stocked | LV429387 |  | 4120 |  | EasyPact CVS | Ics = 100% Icu; Adjustable thermal 0.7-1.0xIn; Fixed magnetic; Class II front face | Power Distribution Panels | 1 | Distribution network protection | 126
623 | Schneider Electric | Distribution MCCBs (EasyPact CVS) | Undervoltage release MN 220-240V 50/60Hz for CVS/NSX | EasyPact CVS LV429407 | Current: 220-240V AC | Poles: UVR Release | Breaking Capacity: - | Trip Unit: TMD Thermal-Magnetic | Standard: IEC 60947-2 | MCCB / Accessory | Stocked | LV429407 |  | 5110 |  | EasyPact CVS | Ics = 100% Icu; Adjustable thermal 0.7-1.0xIn; Fixed magnetic; Class II front face | Power Distribution Panels | 1 | Distribution network protection | 126
624 | Schneider Electric | Distribution MCCBs (EasyPact CVS) | Direct rotary handle standard black for CVS 100/160/250A | EasyPact CVS LV429337 | Current: Rotary Handle | Poles: Direct Black | Breaking Capacity: - | Trip Unit: TMD Thermal-Magnetic | Standard: IEC 60947-2 | MCCB / Accessory | Stocked | LV429337 |  | 2090 |  | EasyPact CVS | Ics = 100% Icu; Adjustable thermal 0.7-1.0xIn; Fixed magnetic; Class II front face | Power Distribution Panels | 1 | Distribution network protection | 126
625 | Schneider Electric | Distribution MCCBs (EasyPact CVS) | Extended rotary handle standard for CVS 100/160/250A | EasyPact CVS LV429338_IN | Current: Rotary Handle | Poles: Extended | Breaking Capacity: - | Trip Unit: TMD Thermal-Magnetic | Standard: IEC 60947-2 | MCCB / Accessory | Stocked | LV429338_IN |  | 2870 |  | EasyPact CVS | Ics = 100% Icu; Adjustable thermal 0.7-1.0xIn; Fixed magnetic; Class II front face | Power Distribution Panels | 1 | Distribution network protection | 126
626 | Schneider Electric | Miniature Circuit Breakers (Acti 9) | Acti9 xC60 MCB 1P 6A B curve 10kA | Acti9 A9N1P06BGN | Rated Current: 6A | Poles: 1P | Curve/Voltage: B Curve | Breaking Capacity: 10kA / 6kA DC | Standards: IS/IEC 60898-1 | MCB | Stocked | A9N1P06BGN |  | 535 |  | Acti 9 xC60 | 10kA breaking capacity; Energy limitation class 3; Biconnect line-load reversible | Distribution Boards | 12 | Final circuit protection | 127
627 | Schneider Electric | Miniature Circuit Breakers (Acti 9) | Acti9 xC60 MCB 1P 10A B curve 10kA | Acti9 A9N1P10BGN | Rated Current: 10A | Poles: 1P | Curve/Voltage: B Curve | Breaking Capacity: 10kA / 6kA DC | Standards: IS/IEC 60898-1 | MCB | Stocked | A9N1P10BGN |  | 535 |  | Acti 9 xC60 | 10kA breaking capacity; Energy limitation class 3; Biconnect line-load reversible | Distribution Boards | 12 | Final circuit protection | 127
628 | Schneider Electric | Miniature Circuit Breakers (Acti 9) | Acti9 xC60 MCB 1P 16A B curve 10kA | Acti9 A9N1P16BGN | Rated Current: 16A | Poles: 1P | Curve/Voltage: B Curve | Breaking Capacity: 10kA / 6kA DC | Standards: IS/IEC 60898-1 | MCB | Stocked | A9N1P16BGN |  | 535 |  | Acti 9 xC60 | 10kA breaking capacity; Energy limitation class 3; Biconnect line-load reversible | Distribution Boards | 12 | Final circuit protection | 127
629 | Schneider Electric | Miniature Circuit Breakers (Acti 9) | Acti9 xC60 MCB 1P 32A B curve 10kA | Acti9 A9N1P32BGN | Rated Current: 32A | Poles: 1P | Curve/Voltage: B Curve | Breaking Capacity: 10kA / 6kA DC | Standards: IS/IEC 60898-1 | MCB | Stocked | A9N1P32BGN |  | 535 |  | Acti 9 xC60 | 10kA breaking capacity; Energy limitation class 3; Biconnect line-load reversible | Distribution Boards | 12 | Final circuit protection | 127
630 | Schneider Electric | Miniature Circuit Breakers (Acti 9) | Acti9 xC60 MCB 1P 40A B curve 10kA | Acti9 A9N1P40BGN | Rated Current: 40A | Poles: 1P | Curve/Voltage: B Curve | Breaking Capacity: 10kA / 6kA DC | Standards: IS/IEC 60898-1 | MCB | Stocked | A9N1P40BGN |  | 1161 |  | Acti 9 xC60 | 10kA breaking capacity; Energy limitation class 3; Biconnect line-load reversible | Distribution Boards | 12 | Final circuit protection | 127
631 | Schneider Electric | Miniature Circuit Breakers (Acti 9) | Acti9 xC60 MCB 1P 63A B curve 10kA | Acti9 A9N1P63BGN | Rated Current: 63A | Poles: 1P | Curve/Voltage: B Curve | Breaking Capacity: 10kA / 6kA DC | Standards: IS/IEC 60898-1 | MCB | Stocked | A9N1P63BGN |  | 1177 |  | Acti 9 xC60 | 10kA breaking capacity; Energy limitation class 3; Biconnect line-load reversible | Distribution Boards | 12 | Final circuit protection | 127
632 | Schneider Electric | Miniature Circuit Breakers (Acti 9) | Acti9 xC60 MCB 1P 6A C curve 10kA | Acti9 A9N1P06CGN | Rated Current: 6A | Poles: 1P | Curve/Voltage: C Curve | Breaking Capacity: 10kA / 6kA DC | Standards: IS/IEC 60898-1 | MCB | Stocked | A9N1P06CGN |  | 486 |  | Acti 9 xC60 | 10kA breaking capacity; Energy limitation class 3; Biconnect line-load reversible | Distribution Boards | 12 | Final circuit protection | 127
633 | Schneider Electric | Miniature Circuit Breakers (Acti 9) | Acti9 xC60 MCB 1P 10A C curve 10kA | Acti9 A9N1P10CGN | Rated Current: 10A | Poles: 1P | Curve/Voltage: C Curve | Breaking Capacity: 10kA / 6kA DC | Standards: IS/IEC 60898-1 | MCB | Stocked | A9N1P10CGN |  | 486 |  | Acti 9 xC60 | 10kA breaking capacity; Energy limitation class 3; Biconnect line-load reversible | Distribution Boards | 12 | Final circuit protection | 127
634 | Schneider Electric | Miniature Circuit Breakers (Acti 9) | Acti9 xC60 MCB 1P 16A C curve 10kA | Acti9 A9N1P16CGN | Rated Current: 16A | Poles: 1P | Curve/Voltage: C Curve | Breaking Capacity: 10kA / 6kA DC | Standards: IS/IEC 60898-1 | MCB | Stocked | A9N1P16CGN |  | 486 |  | Acti 9 xC60 | 10kA breaking capacity; Energy limitation class 3; Biconnect line-load reversible | Distribution Boards | 12 | Final circuit protection | 127
635 | Schneider Electric | Miniature Circuit Breakers (Acti 9) | Acti9 xC60 MCB 1P 20A C curve 10kA | Acti9 A9N1P20CGN | Rated Current: 20A | Poles: 1P | Curve/Voltage: C Curve | Breaking Capacity: 10kA / 6kA DC | Standards: IS/IEC 60898-1 | MCB | Stocked | A9N1P20CGN |  | 486 |  | Acti 9 xC60 | 10kA breaking capacity; Energy limitation class 3; Biconnect line-load reversible | Distribution Boards | 12 | Final circuit protection | 127
636 | Schneider Electric | Miniature Circuit Breakers (Acti 9) | Acti9 xC60 MCB 1P 25A C curve 10kA | Acti9 A9N1P25CGN | Rated Current: 25A | Poles: 1P | Curve/Voltage: C Curve | Breaking Capacity: 10kA / 6kA DC | Standards: IS/IEC 60898-1 | MCB | Stocked | A9N1P25CGN |  | 486 |  | Acti 9 xC60 | 10kA breaking capacity; Energy limitation class 3; Biconnect line-load reversible | Distribution Boards | 12 | Final circuit protection | 127
637 | Schneider Electric | Miniature Circuit Breakers (Acti 9) | Acti9 xC60 MCB 1P 32A C curve 10kA | Acti9 A9N1P32CGN | Rated Current: 32A | Poles: 1P | Curve/Voltage: C Curve | Breaking Capacity: 10kA / 6kA DC | Standards: IS/IEC 60898-1 | MCB | Stocked | A9N1P32CGN |  | 486 |  | Acti 9 xC60 | 10kA breaking capacity; Energy limitation class 3; Biconnect line-load reversible | Distribution Boards | 12 | Final circuit protection | 127
638 | Schneider Electric | Miniature Circuit Breakers (Acti 9) | Acti9 xC60 MCB 1P 40A C curve 10kA | Acti9 A9N1P40CGN | Rated Current: 40A | Poles: 1P | Curve/Voltage: C Curve | Breaking Capacity: 10kA / 6kA DC | Standards: IS/IEC 60898-1 | MCB | Stocked | A9N1P40CGN |  | 1161 |  | Acti 9 xC60 | 10kA breaking capacity; Energy limitation class 3; Biconnect line-load reversible | Distribution Boards | 12 | Final circuit protection | 127
639 | Schneider Electric | Miniature Circuit Breakers (Acti 9) | Acti9 xC60 MCB 1P 63A C curve 10kA | Acti9 A9N1P63CGN | Rated Current: 63A | Poles: 1P | Curve/Voltage: C Curve | Breaking Capacity: 10kA / 6kA DC | Standards: IS/IEC 60898-1 | MCB | Stocked | A9N1P63CGN |  | 1177 |  | Acti 9 xC60 | 10kA breaking capacity; Energy limitation class 3; Biconnect line-load reversible | Distribution Boards | 12 | Final circuit protection | 127
640 | Schneider Electric | Miniature Circuit Breakers (Acti 9) | Acti9 xC60 MCB 2P 6A C curve 10kA | Acti9 A9N2P06CGN | Rated Current: 6A | Poles: 2P | Curve/Voltage: C Curve | Breaking Capacity: 10kA / 6kA DC | Standards: IS/IEC 60898-1 | MCB | Stocked | A9N2P06CGN |  | 1615 |  | Acti 9 xC60 | 10kA breaking capacity; Energy limitation class 3; Biconnect line-load reversible | Distribution Boards | 4 | Final circuit protection | 127
641 | Schneider Electric | Miniature Circuit Breakers (Acti 9) | Acti9 xC60 MCB 2P 16A C curve 10kA | Acti9 A9N2P16CGN | Rated Current: 16A | Poles: 2P | Curve/Voltage: C Curve | Breaking Capacity: 10kA / 6kA DC | Standards: IS/IEC 60898-1 | MCB | Stocked | A9N2P16CGN |  | 1615 |  | Acti 9 xC60 | 10kA breaking capacity; Energy limitation class 3; Biconnect line-load reversible | Distribution Boards | 4 | Final circuit protection | 127
642 | Schneider Electric | Miniature Circuit Breakers (Acti 9) | Acti9 xC60 MCB 2P 32A C curve 10kA | Acti9 A9N2P32CGN | Rated Current: 32A | Poles: 2P | Curve/Voltage: C Curve | Breaking Capacity: 10kA / 6kA DC | Standards: IS/IEC 60898-1 | MCB | Stocked | A9N2P32CGN |  | 1615 |  | Acti 9 xC60 | 10kA breaking capacity; Energy limitation class 3; Biconnect line-load reversible | Distribution Boards | 4 | Final circuit protection | 127
643 | Schneider Electric | Miniature Circuit Breakers (Acti 9) | Acti9 xC60 MCB 2P 63A C curve 10kA | Acti9 A9N2P63CGN | Rated Current: 63A | Poles: 2P | Curve/Voltage: C Curve | Breaking Capacity: 10kA / 6kA DC | Standards: IS/IEC 60898-1 | MCB | Stocked | A9N2P63CGN |  | 2621 |  | Acti 9 xC60 | 10kA breaking capacity; Energy limitation class 3; Biconnect line-load reversible | Distribution Boards | 4 | Final circuit protection | 127
644 | Schneider Electric | Miniature Circuit Breakers (Acti 9) | Acti9 xC60 MCB 3P 6A C curve 10kA | Acti9 A9N3P06CGN | Rated Current: 6A | Poles: 3P | Curve/Voltage: C Curve | Breaking Capacity: 10kA / 6kA DC | Standards: IS/IEC 60898-1 | MCB | Stocked | A9N3P06CGN |  | 2678 |  | Acti 9 xC60 | 10kA breaking capacity; Energy limitation class 3; Biconnect line-load reversible | Distribution Boards | 4 | Final circuit protection | 127
645 | Schneider Electric | Miniature Circuit Breakers (Acti 9) | Acti9 xC60 MCB 3P 16A C curve 10kA | Acti9 A9N3P16CGN | Rated Current: 16A | Poles: 3P | Curve/Voltage: C Curve | Breaking Capacity: 10kA / 6kA DC | Standards: IS/IEC 60898-1 | MCB | Stocked | A9N3P16CGN |  | 2678 |  | Acti 9 xC60 | 10kA breaking capacity; Energy limitation class 3; Biconnect line-load reversible | Distribution Boards | 4 | Final circuit protection | 127
646 | Schneider Electric | Miniature Circuit Breakers (Acti 9) | Acti9 xC60 MCB 3P 32A C curve 10kA | Acti9 A9N3P32CGN | Rated Current: 32A | Poles: 3P | Curve/Voltage: C Curve | Breaking Capacity: 10kA / 6kA DC | Standards: IS/IEC 60898-1 | MCB | Stocked | A9N3P32CGN |  | 2678 |  | Acti 9 xC60 | 10kA breaking capacity; Energy limitation class 3; Biconnect line-load reversible | Distribution Boards | 4 | Final circuit protection | 127
647 | Schneider Electric | Miniature Circuit Breakers (Acti 9) | Acti9 xC60 MCB 3P 63A C curve 10kA | Acti9 A9N3P63CGN | Rated Current: 63A | Poles: 3P | Curve/Voltage: C Curve | Breaking Capacity: 10kA / 6kA DC | Standards: IS/IEC 60898-1 | MCB | Stocked | A9N3P63CGN |  | 4214 |  | Acti 9 xC60 | 10kA breaking capacity; Energy limitation class 3; Biconnect line-load reversible | Distribution Boards | 4 | Final circuit protection | 127
648 | Schneider Electric | Miniature Circuit Breakers (Acti 9) | Acti9 xC60 MCB 4P 16A C curve 10kA | Acti9 A9N4P16CGN | Rated Current: 16A | Poles: 4P | Curve/Voltage: C Curve | Breaking Capacity: 10kA / 6kA DC | Standards: IS/IEC 60898-1 | MCB | Stocked | A9N4P16CGN |  | 3609 |  | Acti 9 xC60 | 10kA breaking capacity; Energy limitation class 3; Biconnect line-load reversible | Distribution Boards | 4 | Final circuit protection | 127
649 | Schneider Electric | Miniature Circuit Breakers (Acti 9) | Acti9 xC60 MCB 4P 32A C curve 10kA | Acti9 A9N4P32CGN | Rated Current: 32A | Poles: 4P | Curve/Voltage: C Curve | Breaking Capacity: 10kA / 6kA DC | Standards: IS/IEC 60898-1 | MCB | Stocked | A9N4P32CGN |  | 3609 |  | Acti 9 xC60 | 10kA breaking capacity; Energy limitation class 3; Biconnect line-load reversible | Distribution Boards | 4 | Final circuit protection | 127
650 | Schneider Electric | Miniature Circuit Breakers (Acti 9) | Acti9 xC60 MCB 4P 63A C curve 10kA | Acti9 A9N4P63CGN | Rated Current: 63A | Poles: 4P | Curve/Voltage: C Curve | Breaking Capacity: 10kA / 6kA DC | Standards: IS/IEC 60898-1 | MCB | Stocked | A9N4P63CGN |  | 5460 |  | Acti 9 xC60 | 10kA breaking capacity; Energy limitation class 3; Biconnect line-load reversible | Distribution Boards | 4 | Final circuit protection | 127
651 | Schneider Electric | Miniature Circuit Breakers (Acti 9) | Acti9 xC60 MCB 1P 16A D curve 10kA | Acti9 A9N1P16DGN | Rated Current: 16A | Poles: 1P | Curve/Voltage: D Curve | Breaking Capacity: 10kA / 6kA DC | Standards: IS/IEC 60898-1 | MCB | Stocked | A9N1P16DGN |  | 698 |  | Acti 9 xC60 | 10kA breaking capacity; Energy limitation class 3; Biconnect line-load reversible | Distribution Boards | 12 | Final circuit protection | 127
652 | Schneider Electric | Miniature Circuit Breakers (Acti 9) | Acti9 xC60 MCB 3P 16A D curve 10kA | Acti9 A9N3P16DGN | Rated Current: 16A | Poles: 3P | Curve/Voltage: D Curve | Breaking Capacity: 10kA / 6kA DC | Standards: IS/IEC 60898-1 | MCB | Stocked | A9N3P16DGN |  | 2821 |  | Acti 9 xC60 | 10kA breaking capacity; Energy limitation class 3; Biconnect line-load reversible | Distribution Boards | 4 | Final circuit protection | 127
653 | Schneider Electric | Miniature Circuit Breakers (Acti 9) | Acti9 xC60 MCB 4P 32A D curve 10kA | Acti9 A9N4P32DGN | Rated Current: 32A | Poles: 4P | Curve/Voltage: D Curve | Breaking Capacity: 10kA / 6kA DC | Standards: IS/IEC 60898-1 | MCB | Stocked | A9N4P32DGN |  | 3742 |  | Acti 9 xC60 | 10kA breaking capacity; Energy limitation class 3; Biconnect line-load reversible | Distribution Boards | 4 | Final circuit protection | 127
654 | Schneider Electric | Miniature Circuit Breakers (Acti 9) | DC MCB C60H-DC 1P 1A 250V DC 6kA | Acti9 A9N61501 | Rated Current: 1A | Poles: 1P | Curve/Voltage: 250V DC | Breaking Capacity: 10kA / 6kA DC | Standards: IS/IEC 60898-1 | MCB | Stocked | A9N61501 |  | 1535 |  | Acti 9 xC60 | 10kA breaking capacity; Energy limitation class 3; Biconnect line-load reversible | Distribution Boards | 12 | Final circuit protection | 129
655 | Schneider Electric | Miniature Circuit Breakers (Acti 9) | DC MCB C60H-DC 1P 6A 250V DC 6kA | Acti9 A9N61506 | Rated Current: 6A | Poles: 1P | Curve/Voltage: 250V DC | Breaking Capacity: 10kA / 6kA DC | Standards: IS/IEC 60898-1 | MCB | Stocked | A9N61506 |  | 1260 |  | Acti 9 xC60 | 10kA breaking capacity; Energy limitation class 3; Biconnect line-load reversible | Distribution Boards | 12 | Final circuit protection | 129
656 | Schneider Electric | Miniature Circuit Breakers (Acti 9) | DC MCB C60H-DC 1P 16A 250V DC 6kA | Acti9 A9N61511 | Rated Current: 16A | Poles: 1P | Curve/Voltage: 250V DC | Breaking Capacity: 10kA / 6kA DC | Standards: IS/IEC 60898-1 | MCB | Stocked | A9N61511 |  | 1260 |  | Acti 9 xC60 | 10kA breaking capacity; Energy limitation class 3; Biconnect line-load reversible | Distribution Boards | 12 | Final circuit protection | 129
657 | Schneider Electric | Miniature Circuit Breakers (Acti 9) | DC MCB C60H-DC 1P 32A 250V DC 6kA | Acti9 A9N61515 | Rated Current: 32A | Poles: 1P | Curve/Voltage: 250V DC | Breaking Capacity: 10kA / 6kA DC | Standards: IS/IEC 60898-1 | MCB | Stocked | A9N61515 |  | 1453 |  | Acti 9 xC60 | 10kA breaking capacity; Energy limitation class 3; Biconnect line-load reversible | Distribution Boards | 12 | Final circuit protection | 129
658 | Schneider Electric | Miniature Circuit Breakers (Acti 9) | DC MCB C60H-DC 1P 63A 250V DC 6kA | Acti9 A9N61519 | Rated Current: 63A | Poles: 1P | Curve/Voltage: 250V DC | Breaking Capacity: 10kA / 6kA DC | Standards: IS/IEC 60898-1 | MCB | Stocked | A9N61519 |  | 1728 |  | Acti 9 xC60 | 10kA breaking capacity; Energy limitation class 3; Biconnect line-load reversible | Distribution Boards | 12 | Final circuit protection | 129
659 | Schneider Electric | Miniature Circuit Breakers (Acti 9) | DC MCB C60H-DC 2P 6A 500V DC 6kA | Acti9 A9N61526 | Rated Current: 6A | Poles: 2P | Curve/Voltage: 500V DC | Breaking Capacity: 10kA / 6kA DC | Standards: IS/IEC 60898-1 | MCB | Stocked | A9N61526 |  | 2577 |  | Acti 9 xC60 | 10kA breaking capacity; Energy limitation class 3; Biconnect line-load reversible | Distribution Boards | 4 | Final circuit protection | 129
660 | Schneider Electric | Miniature Circuit Breakers (Acti 9) | DC MCB C60H-DC 2P 16A 500V DC 6kA | Acti9 A9N61531 | Rated Current: 16A | Poles: 2P | Curve/Voltage: 500V DC | Breaking Capacity: 10kA / 6kA DC | Standards: IS/IEC 60898-1 | MCB | Stocked | A9N61531 |  | 2577 |  | Acti 9 xC60 | 10kA breaking capacity; Energy limitation class 3; Biconnect line-load reversible | Distribution Boards | 4 | Final circuit protection | 129
661 | Schneider Electric | Miniature Circuit Breakers (Acti 9) | DC MCB C60H-DC 2P 32A 500V DC 6kA | Acti9 A9N61535 | Rated Current: 32A | Poles: 2P | Curve/Voltage: 500V DC | Breaking Capacity: 10kA / 6kA DC | Standards: IS/IEC 60898-1 | MCB | Stocked | A9N61535 |  | 2577 |  | Acti 9 xC60 | 10kA breaking capacity; Energy limitation class 3; Biconnect line-load reversible | Distribution Boards | 4 | Final circuit protection | 129
662 | Schneider Electric | Miniature Circuit Breakers (Acti 9) | DC MCB C60H-DC 2P 63A 500V DC 6kA | Acti9 A9N61539 | Rated Current: 63A | Poles: 2P | Curve/Voltage: 500V DC | Breaking Capacity: 10kA / 6kA DC | Standards: IS/IEC 60898-1 | MCB | Stocked | A9N61539 |  | 3799 |  | Acti 9 xC60 | 10kA breaking capacity; Energy limitation class 3; Biconnect line-load reversible | Distribution Boards | 4 | Final circuit protection | 129
663 | Schneider Electric | Residual Current Devices (Acti 9 RCD) | AC Residual Current Circuit Breaker xID 2P 25A 30mA | Acti9 A9N16201 | Rating: 25A | Poles: 2P | Sensitivity/Curve: 30mA | Standards: IEC/EN 61008 / 61643 | Mounting: DIN Rail 35mm | Modular Device | Stocked | A9N16201 |  | 5571 |  | Acti 9 Range | Earth leakage / surge / load control; High electrical continuity; Modular 18mm DIN rail pitch | Distribution Boards | 1 | Modular circuit protection | 131
664 | Schneider Electric | Residual Current Devices (Acti 9 RCD) | AC Residual Current Circuit Breaker xID 2P 40A 30mA | Acti9 A9N16204 | Rating: 40A | Poles: 2P | Sensitivity/Curve: 30mA | Standards: IEC/EN 61008 / 61643 | Mounting: DIN Rail 35mm | Modular Device | Stocked | A9N16204 |  | 6558 |  | Acti 9 Range | Earth leakage / surge / load control; High electrical continuity; Modular 18mm DIN rail pitch | Distribution Boards | 1 | Modular circuit protection | 131
665 | Schneider Electric | Residual Current Devices (Acti 9 RCD) | AC Residual Current Circuit Breaker xID 2P 63A 30mA | Acti9 A9N16208 | Rating: 63A | Poles: 2P | Sensitivity/Curve: 30mA | Standards: IEC/EN 61008 / 61643 | Mounting: DIN Rail 35mm | Modular Device | Stocked | A9N16208 |  | 7897 |  | Acti 9 Range | Earth leakage / surge / load control; High electrical continuity; Modular 18mm DIN rail pitch | Distribution Boards | 1 | Modular circuit protection | 131
666 | Schneider Electric | Residual Current Devices (Acti 9 RCD) | AC Residual Current Circuit Breaker xID 4P 25A 30mA | Acti9 A9N16251 | Rating: 25A | Poles: 4P | Sensitivity/Curve: 30mA | Standards: IEC/EN 61008 / 61643 | Mounting: DIN Rail 35mm | Modular Device | Stocked | A9N16251 |  | 7819 |  | Acti 9 Range | Earth leakage / surge / load control; High electrical continuity; Modular 18mm DIN rail pitch | Distribution Boards | 1 | Modular circuit protection | 131
667 | Schneider Electric | Residual Current Devices (Acti 9 RCD) | AC Residual Current Circuit Breaker xID 4P 40A 30mA | Acti9 A9N16254 | Rating: 40A | Poles: 4P | Sensitivity/Curve: 30mA | Standards: IEC/EN 61008 / 61643 | Mounting: DIN Rail 35mm | Modular Device | Stocked | A9N16254 |  | 7697 |  | Acti 9 Range | Earth leakage / surge / load control; High electrical continuity; Modular 18mm DIN rail pitch | Distribution Boards | 1 | Modular circuit protection | 131
668 | Schneider Electric | Residual Current Devices (Acti 9 RCD) | AC Residual Current Circuit Breaker xID 4P 63A 30mA | Acti9 A9N16258 | Rating: 63A | Poles: 4P | Sensitivity/Curve: 30mA | Standards: IEC/EN 61008 / 61643 | Mounting: DIN Rail 35mm | Modular Device | Stocked | A9N16258 |  | 8913 |  | Acti 9 Range | Earth leakage / surge / load control; High electrical continuity; Modular 18mm DIN rail pitch | Distribution Boards | 1 | Modular circuit protection | 131
669 | Schneider Electric | Residual Current Devices (Acti 9 RCD) | AC Residual Current Breaker Overload DPN N Vigi 1P+N 6A 30mA C curve | Acti9 A9N19661 | Rating: 6A | Poles: 1P+N | Sensitivity/Curve: 30mA | Standards: IEC/EN 61008 / 61643 | Mounting: DIN Rail 35mm | Modular Device | Stocked | A9N19661 |  | 8601 |  | Acti 9 Range | Earth leakage / surge / load control; High electrical continuity; Modular 18mm DIN rail pitch | Distribution Boards | 1 | Modular circuit protection | 131
670 | Schneider Electric | Residual Current Devices (Acti 9 RCD) | AC Residual Current Breaker Overload DPN N Vigi 1P+N 16A 30mA C curve | Acti9 A9N19665 | Rating: 16A | Poles: 1P+N | Sensitivity/Curve: 30mA | Standards: IEC/EN 61008 / 61643 | Mounting: DIN Rail 35mm | Modular Device | Stocked | A9N19665 |  | 8601 |  | Acti 9 Range | Earth leakage / surge / load control; High electrical continuity; Modular 18mm DIN rail pitch | Distribution Boards | 1 | Modular circuit protection | 131
671 | Schneider Electric | Residual Current Devices (Acti 9 RCD) | AC Residual Current Breaker Overload DPN N Vigi 1P+N 32A 30mA C curve | Acti9 A9N19668 | Rating: 32A | Poles: 1P+N | Sensitivity/Curve: 30mA | Standards: IEC/EN 61008 / 61643 | Mounting: DIN Rail 35mm | Modular Device | Stocked | A9N19668 |  | 8601 |  | Acti 9 Range | Earth leakage / surge / load control; High electrical continuity; Modular 18mm DIN rail pitch | Distribution Boards | 1 | Modular circuit protection | 131
672 | Schneider Electric | Control & Command (Acti 9) | Acti9 A9N iOF bottom wiring auxiliary contact 0.1-6A | Acti9 A9N26904 | Rating: Aux Contact | Poles: 0.5 mod | Sensitivity/Curve: - | Standards: IEC/EN 61008 / 61643 | Mounting: DIN Rail 35mm | Modular Device | Stocked | A9N26904 |  | 3686 |  | Acti 9 Range | Earth leakage / surge / load control; High electrical continuity; Modular 18mm DIN rail pitch | Distribution Boards | 1 | Modular circuit protection | 138
673 | Schneider Electric | Control & Command (Acti 9) | Acti9 A9N SD bottom wiring fault trip indication contact | Acti9 A9N26907 | Rating: Trip Contact | Poles: 0.5 mod | Sensitivity/Curve: - | Standards: IEC/EN 61008 / 61643 | Mounting: DIN Rail 35mm | Modular Device | Stocked | A9N26907 |  | 2080 |  | Acti 9 Range | Earth leakage / surge / load control; High electrical continuity; Modular 18mm DIN rail pitch | Distribution Boards | 1 | Modular circuit protection | 138
674 | Schneider Electric | Control & Command (Acti 9) | Acti9 MN Under-voltage Release 220-240V AC | Acti9 A9N26960 | Rating: 220-240V AC | Poles: 1 mod | Sensitivity/Curve: - | Standards: IEC/EN 61008 / 61643 | Mounting: DIN Rail 35mm | Modular Device | Stocked | A9N26960 |  | 7492 |  | Acti 9 Range | Earth leakage / surge / load control; High electrical continuity; Modular 18mm DIN rail pitch | Distribution Boards | 1 | Modular circuit protection | 138
675 | Schneider Electric | Control & Command (Acti 9) | Acti9 MX + OF Shunt Release 110-415V AC for remote trip | Acti9 A9N26946 | Rating: 110-415V AC | Poles: 1 mod | Sensitivity/Curve: - | Standards: IEC/EN 61008 / 61643 | Mounting: DIN Rail 35mm | Modular Device | Stocked | A9N26946 |  | 4873 |  | Acti 9 Range | Earth leakage / surge / load control; High electrical continuity; Modular 18mm DIN rail pitch | Distribution Boards | 1 | Modular circuit protection | 138
676 | Schneider Electric | Surge Protection Devices (Acti 9 SPD) | Surge Arrester Type 1+2 PRD1 25r 1P Iimp 25kA | Acti9 16329 | Rating: 25kA Iimp | Poles: 1P | Sensitivity/Curve: Type 1+2 | Standards: IEC/EN 61008 / 61643 | Mounting: DIN Rail 35mm | Modular Device | Stocked | 16329 |  | 26716 |  | Acti 9 Range | Earth leakage / surge / load control; High electrical continuity; Modular 18mm DIN rail pitch | Distribution Boards | 1 | Modular circuit protection | 136
677 | Schneider Electric | Surge Protection Devices (Acti 9 SPD) | Surge Arrester Type 1+2 PRD1 25r 1P+N Iimp 25kA | Acti9 16330 | Rating: 25kA Iimp | Poles: 1P+N | Sensitivity/Curve: Type 1+2 | Standards: IEC/EN 61008 / 61643 | Mounting: DIN Rail 35mm | Modular Device | Stocked | 16330 |  | 47016 |  | Acti 9 Range | Earth leakage / surge / load control; High electrical continuity; Modular 18mm DIN rail pitch | Distribution Boards | 1 | Modular circuit protection | 136
678 | Schneider Electric | Surge Protection Devices (Acti 9 SPD) | Surge Arrester Type 1+2 PRD1 25r 3P+N Iimp 25kA | Acti9 16332 | Rating: 25kA Iimp | Poles: 3P+N | Sensitivity/Curve: Type 1+2 | Standards: IEC/EN 61008 / 61643 | Mounting: DIN Rail 35mm | Modular Device | Stocked | 16332 |  | 93819 |  | Acti 9 Range | Earth leakage / surge / load control; High electrical continuity; Modular 18mm DIN rail pitch | Distribution Boards | 1 | Modular circuit protection | 136
679 | Schneider Electric | Surge Protection Devices (Acti 9 SPD) | Surge Arrester Type 2 iPRD8 230V 1P+N Imax 8kA | Acti9 A9L08500 | Rating: 8kA Imax | Poles: 1P+N | Sensitivity/Curve: Type 2 | Standards: IEC/EN 61008 / 61643 | Mounting: DIN Rail 35mm | Modular Device | Stocked | A9L08500 |  | 12484 |  | Acti 9 Range | Earth leakage / surge / load control; High electrical continuity; Modular 18mm DIN rail pitch | Distribution Boards | 1 | Modular circuit protection | 136
680 | Schneider Electric | Surge Protection Devices (Acti 9 SPD) | Surge Arrester Type 2 iPRD20 230V 1P+N Imax 20kA | Acti9 A9L20500 | Rating: 20kA Imax | Poles: 1P+N | Sensitivity/Curve: Type 2 | Standards: IEC/EN 61008 / 61643 | Mounting: DIN Rail 35mm | Modular Device | Stocked | A9L20500 |  | 15692 |  | Acti 9 Range | Earth leakage / surge / load control; High electrical continuity; Modular 18mm DIN rail pitch | Distribution Boards | 1 | Modular circuit protection | 136
681 | Schneider Electric | Surge Protection Devices (Acti 9 SPD) | Surge Arrester Type 2 iPRD40 230V 1P+N Imax 40kA | Acti9 A9L40500 | Rating: 40kA Imax | Poles: 1P+N | Sensitivity/Curve: Type 2 | Standards: IEC/EN 61008 / 61643 | Mounting: DIN Rail 35mm | Modular Device | Stocked | A9L40500 |  | 18074 |  | Acti 9 Range | Earth leakage / surge / load control; High electrical continuity; Modular 18mm DIN rail pitch | Distribution Boards | 1 | Modular circuit protection | 136
682 | Schneider Electric | Surge Protection Devices (Acti 9 SPD) | Surge Arrester Type 2 iPRD65r with remote contact 1P+N 65kA | Acti9 A9L65501 | Rating: 65kA Imax | Poles: 1P+N | Sensitivity/Curve: Type 2 Withdrawable | Standards: IEC/EN 61008 / 61643 | Mounting: DIN Rail 35mm | Modular Device | Stocked | A9L65501 |  | 29696 |  | Acti 9 Range | Earth leakage / surge / load control; High electrical continuity; Modular 18mm DIN rail pitch | Distribution Boards | 1 | Modular circuit protection | 136
683 | Schneider Electric | Surge Protection Devices (Acti 9 SPD) | Spare Cartridge for iPRD40 and iPRD40r | Acti9 A9L40102 | Rating: Cartridge | Poles: 40kA | Sensitivity/Curve: Replacement | Standards: IEC/EN 61008 / 61643 | Mounting: DIN Rail 35mm | Modular Device | Stocked | A9L40102 |  | 6894 |  | Acti 9 Range | Earth leakage / surge / load control; High electrical continuity; Modular 18mm DIN rail pitch | Distribution Boards | 1 | Modular circuit protection | 136
684 | Schneider Electric | Surge Protection Devices (Acti 9 SPD) | iQuick PRD 8r Type 2 with inbuilt back up MCB 1P+N | Acti9 A9L16298 | Rating: 8kA Imax | Poles: 1P+N | Sensitivity/Curve: Inbuilt MCB | Standards: IEC/EN 61008 / 61643 | Mounting: DIN Rail 35mm | Modular Device | Stocked | A9L16298 |  | 18798 |  | Acti 9 Range | Earth leakage / surge / load control; High electrical continuity; Modular 18mm DIN rail pitch | Distribution Boards | 1 | Modular circuit protection | 136
685 | Schneider Electric | Surge Protection Devices (Acti 9 SPD) | iQuick PRD 20r Type 2 with inbuilt back up MCB 1P+N | Acti9 A9L16295 | Rating: 20kA Imax | Poles: 1P+N | Sensitivity/Curve: Inbuilt MCB | Standards: IEC/EN 61008 / 61643 | Mounting: DIN Rail 35mm | Modular Device | Stocked | A9L16295 |  | 23178 |  | Acti 9 Range | Earth leakage / surge / load control; High electrical continuity; Modular 18mm DIN rail pitch | Distribution Boards | 1 | Modular circuit protection | 136
686 | Schneider Electric | Surge Protection Devices (Acti 9 SPD) | iQuick PRD 40r Type 2 with inbuilt back up MCB 1P+N | Acti9 A9L16292 | Rating: 40kA Imax | Poles: 1P+N | Sensitivity/Curve: Inbuilt MCB | Standards: IEC/EN 61008 / 61643 | Mounting: DIN Rail 35mm | Modular Device | Stocked | A9L16292 |  | 28990 |  | Acti 9 Range | Earth leakage / surge / load control; High electrical continuity; Modular 18mm DIN rail pitch | Distribution Boards | 1 | Modular circuit protection | 136
687 | Schneider Electric | Control & Command (Acti 9) | Isolator switch xSW 2P 40A AC-22A 240V | Acti9 A9S2P040 | Rating: 40A | Poles: 2P | Sensitivity/Curve: Isolator | Standards: IEC/EN 61008 / 61643 | Mounting: DIN Rail 35mm | Modular Device | Stocked | A9S2P040 |  | 1079 |  | Acti 9 Range | Earth leakage / surge / load control; High electrical continuity; Modular 18mm DIN rail pitch | Distribution Boards | 1 | Modular circuit protection | 138
688 | Schneider Electric | Control & Command (Acti 9) | Isolator switch xSW 4P 63A AC-22A 415V | Acti9 A9S4P063 | Rating: 63A | Poles: 4P | Sensitivity/Curve: Isolator | Standards: IEC/EN 61008 / 61643 | Mounting: DIN Rail 35mm | Modular Device | Stocked | A9S4P063 |  | 2598 |  | Acti 9 Range | Earth leakage / surge / load control; High electrical continuity; Modular 18mm DIN rail pitch | Distribution Boards | 1 | Modular circuit protection | 138
689 | Schneider Electric | Control & Command (Acti 9) | Isolator switch xSW 4P 100A AC-22A 415V | Acti9 A9S4P100 | Rating: 100A | Poles: 4P | Sensitivity/Curve: Isolator | Standards: IEC/EN 61008 / 61643 | Mounting: DIN Rail 35mm | Modular Device | Stocked | A9S4P100 |  | 4347 |  | Acti 9 Range | Earth leakage / surge / load control; High electrical continuity; Modular 18mm DIN rail pitch | Distribution Boards | 1 | Modular circuit protection | 138
690 | Schneider Electric | Control & Command (Acti 9) | Selector Switch iSSW 1 C/O 2-Position 20A 250V | Acti9 A9E18070 | Rating: 20A | Poles: 1 C/O | Sensitivity/Curve: 2 Position | Standards: IEC/EN 61008 / 61643 | Mounting: DIN Rail 35mm | Modular Device | Stocked | A9E18070 |  | 2308 |  | Acti 9 Range | Earth leakage / surge / load control; High electrical continuity; Modular 18mm DIN rail pitch | Distribution Boards | 1 | Modular circuit protection | 138
691 | Schneider Electric | Control & Command (Acti 9) | Selector Switch iSSW 2 C/O 3-Position 20A 250V | Acti9 A9E18074 | Rating: 20A | Poles: 2 C/O | Sensitivity/Curve: 3 Position | Standards: IEC/EN 61008 / 61643 | Mounting: DIN Rail 35mm | Modular Device | Stocked | A9E18074 |  | 3829 |  | Acti 9 Range | Earth leakage / surge / load control; High electrical continuity; Modular 18mm DIN rail pitch | Distribution Boards | 1 | Modular circuit protection | 138
692 | Schneider Electric | Control & Command (Acti 9) | iRO Buzzer 230V AC sound level 70dBA | Acti9 A9A15322 | Rating: 230V AC | Poles: 70 dBA | Sensitivity/Curve: Buzzer | Standards: IEC/EN 61008 / 61643 | Mounting: DIN Rail 35mm | Modular Device | Stocked | A9A15322 |  | 2852 |  | Acti 9 Range | Earth leakage / surge / load control; High electrical continuity; Modular 18mm DIN rail pitch | Distribution Boards | 1 | Modular circuit protection | 138
693 | Schneider Electric | Control & Command (Acti 9) | iCT Contactor 1P 25A 1NO 230-240V AC | Acti9 A9C20731 | Rating: 25A | Poles: 1P 1NO | Sensitivity/Curve: Silent 20dB | Standards: IEC/EN 61008 / 61643 | Mounting: DIN Rail 35mm | Modular Device | Stocked | A9C20731 |  | 3417 |  | Acti 9 Range | Earth leakage / surge / load control; High electrical continuity; Modular 18mm DIN rail pitch | Distribution Boards | 1 | Modular circuit protection | 138
694 | Schneider Electric | Control & Command (Acti 9) | iCT Contactor 2P 25A 2NO 230-240V AC | Acti9 A9C20732 | Rating: 25A | Poles: 2P 2NO | Sensitivity/Curve: Silent 20dB | Standards: IEC/EN 61008 / 61643 | Mounting: DIN Rail 35mm | Modular Device | Stocked | A9C20732 |  | 4284 |  | Acti 9 Range | Earth leakage / surge / load control; High electrical continuity; Modular 18mm DIN rail pitch | Distribution Boards | 1 | Modular circuit protection | 138
695 | Schneider Electric | Control & Command (Acti 9) | iCT Contactor 4P 40A 4NO 230-240V AC | Acti9 A9C20844 | Rating: 40A | Poles: 4P 4NO | Sensitivity/Curve: Silent 20dB | Standards: IEC/EN 61008 / 61643 | Mounting: DIN Rail 35mm | Modular Device | Stocked | A9C20844 |  | 14010 |  | Acti 9 Range | Earth leakage / surge / load control; High electrical continuity; Modular 18mm DIN rail pitch | Distribution Boards | 1 | Modular circuit protection | 138
696 | Schneider Electric | Control & Command (Acti 9) | iTL Impulse Relay 1P 16A 1NO 230-240V AC | Acti9 A9C30811 | Rating: 16A | Poles: 1P 1NO | Sensitivity/Curve: Impulse | Standards: IEC/EN 61008 / 61643 | Mounting: DIN Rail 35mm | Modular Device | Stocked | A9C30811 |  | 2299 |  | Acti 9 Range | Earth leakage / surge / load control; High electrical continuity; Modular 18mm DIN rail pitch | Distribution Boards | 1 | Modular circuit protection | 138
697 | Schneider Electric | Control & Command (Acti 9) | iIL Indicator Light single Red LED 230V AC | Acti9 A9E18320 | Rating: 230V AC | Poles: Red LED | Sensitivity/Curve: Indicator | Standards: IEC/EN 61008 / 61643 | Mounting: DIN Rail 35mm | Modular Device | Stocked | A9E18320 |  | 2291 |  | Acti 9 Range | Earth leakage / surge / load control; High electrical continuity; Modular 18mm DIN rail pitch | Distribution Boards | 1 | Modular circuit protection | 138
698 | Schneider Electric | Control & Command (Acti 9) | iIL Indicator Light single Green LED 230V AC | Acti9 A9E18321 | Rating: 230V AC | Poles: Green LED | Sensitivity/Curve: Indicator | Standards: IEC/EN 61008 / 61643 | Mounting: DIN Rail 35mm | Modular Device | Stocked | A9E18321 |  | 2291 |  | Acti 9 Range | Earth leakage / surge / load control; High electrical continuity; Modular 18mm DIN rail pitch | Distribution Boards | 1 | Modular circuit protection | 138

## E-Commerce & Catalogue Schema
Schneider Electric Industrial Automation - E-Commerce & Product Master Data
Clean, normalized tabular data ready for ERP, E-Commerce, PIM import, and parametric filtering.
Category | Subcategory | Product Family | Product Code / SKU | Product Name | Description | Voltage Rating (V) | Current Rating (A) | Breaking / Withstand Capacity (kA) | Dimensions (W x D x H mm) | Ingress Protection (IP) | Technical Specifications | Currency | List Price | Discount (%) | Net Price | Price Status | Availability / Lead Time Details | Installation / Mounting Type | Standards / Compliance | Catalogue Page Reference
Power Supplies (Phaseo) | Panel Mount Switch Mode Power Supply | Phaseo ABL2 | ABL2REM24015K | Phaseo Easy ABL2 35W | ABL2_K Power Supply, DC24V output, 35W | 24V | 1.5A | - | Panel Mount | IP20 | Output stability +/-1%; MTBF >600k hours; Diagnostic LED; Input 100-240V AC | INR | 3061 |  |  | ok | Normal Stock Item | Panel mount | IEC 60950-1 | Page 5
Power Supplies (Phaseo) | Panel Mount Switch Mode Power Supply | Phaseo ABL2 | ABL2REM24020K | Phaseo Easy ABL2 50W | ABL2_K Power Supply, DC24V output, 50W | 24V | 2A | - | Panel Mount | IP20 | Output stability +/-1%; MTBF >600k hours; Diagnostic LED; Input 100-240V AC | INR | 3393 |  |  | ok | Normal Stock Item | Panel mount | IEC 60950-1 | Page 5
Power Supplies (Phaseo) | Panel Mount Switch Mode Power Supply | Phaseo ABL2 | ABL2REM24045K | Phaseo Easy ABL2 100W | ABL2_K Power Supply, DC24V output, 100W | 24V | 4.5A | - | Panel Mount | IP20 | Output stability +/-1%; MTBF >600k hours; Diagnostic LED; Input 100-240V AC | INR | 5024 |  |  | ok | Normal Stock Item | Panel mount | IEC 60950-1 | Page 5
Power Supplies (Phaseo) | Panel Mount Switch Mode Power Supply | Phaseo ABL2 | ABL2REM24065K | Phaseo Easy ABL2 150W | ABL2_K Power Supply, DC24V output, 150W | 24V | 6.5A | - | Panel Mount | IP20 | Output stability +/-1%; MTBF >600k hours; Diagnostic LED; Input 100-240V AC | INR | 6061 |  |  | ok | Normal Stock Item | Panel mount | IEC 60950-1 | Page 5
Power Supplies (Phaseo) | Panel Mount Switch Mode Power Supply | Phaseo ABL2 | ABL2REM24085K | Phaseo Easy ABL2 200W | ABL2_K Power Supply, DC24V output, 200W | 24V | 8.5A | - | Panel Mount | IP20 | Output stability +/-1%; MTBF >600k hours; Diagnostic LED; Input 100-240V AC | INR | 8038 |  |  | ok | Normal Stock Item | Panel mount | IEC 60950-1 | Page 5
Power Supplies (Phaseo) | Panel Mount Switch Mode Power Supply | Phaseo ABL2 | ABL2REM24100K | Phaseo Easy ABL2 250W | ABL2_K Power Supply, DC24V output, 250W | 24V | 10A | - | Panel Mount | IP20 | Output stability +/-1%; MTBF >600k hours; Diagnostic LED; Input 100-240V AC | INR | 9194 |  |  | ok | Normal Stock Item | Panel mount | IEC 60950-1 | Page 5
Power Supplies (Phaseo) | Panel Mount Switch Mode Power Supply | Phaseo ABL2 | ABL2REM24150K | Phaseo Easy ABL2 350W | ABL2_K Power Supply, DC24V output, 350W | 24V | 15A | - | Panel Mount | IP20 | Output stability +/-1%; MTBF >600k hours; Diagnostic LED; Input 100-240V AC | INR | 14992 |  |  | ok | Normal Stock Item | Panel mount | IEC 60950-1 | Page 5
Power Supplies (Phaseo) | Universal DIN Rail Power Supply | Phaseo ABL8 | ABL8RPS24030 | Phaseo ABL8 72W | Univ. Power Supply 1P 24V 3A, 72W | 24V | 3A | - | DIN Rail 35mm | IP20 | 1 or 2 phase input; Auto/manual reset; 2 diagnosis LEDs; Diagnosis relay output | INR | 21487 |  |  | ok | Normal Stock Item | DIN Rail 35mm | IEC 61000-6-2 | Page 5
Power Supplies (Phaseo) | Universal DIN Rail Power Supply | Phaseo ABL8 | ABL8RPS24050 | Phaseo ABL8 120W | Univ. Power Supply 1P 24V 5A, 120W | 24V | 5A | - | DIN Rail 35mm | IP20 | 1 or 2 phase input; Auto/manual reset; 2 diagnosis LEDs; Diagnosis relay output | INR | 27778 |  |  | ok | Normal Stock Item | DIN Rail 35mm | IEC 61000-6-2 | Page 5
Power Supplies (Phaseo) | Universal DIN Rail Power Supply | Phaseo ABL8 | ABL8RPS24100 | Phaseo ABL8 240W | Univ. Power Supply 1P 24V 10A, 240W | 24V | 10A | - | DIN Rail 35mm | IP20 | 1 or 2 phase input; Auto/manual reset; 2 diagnosis LEDs; Diagnosis relay output | INR | 31734 |  |  | ok | Normal Stock Item | DIN Rail 35mm | IEC 61000-6-2 | Page 5
Power Supplies (Phaseo) | Universal DIN Rail Power Supply | Phaseo ABL8 | ABL8RPM24200 | Phaseo ABL8 480W | Univ. Power Supply 1P 24V 20A, 480W | 24V | 20A | - | DIN Rail 35mm | IP20 | 1 or 2 phase input; Auto/manual reset; 2 diagnosis LEDs; Diagnosis relay output | INR | 47764 |  |  | ok | Normal Stock Item | DIN Rail 35mm | IEC 61000-6-2 | Page 5
Power Supplies (Phaseo) | Optimised DIN Rail Power Supply | Phaseo ABLS | ABLS1A12062 | Phaseo ABLS 75W | POWER SUPPLY 12V 6.2A 1PH OPTIMIZED | 12V | 6.2A | - | Compact DIN Rail | IP20 | Conformal coating; 6 output terminals; High output stability; Operating up to +70 deg C | INR | 10652 |  |  | ok | Normal Stock Item | DIN Rail 35mm | IEC 62368-1 | Page 6
Power Supplies (Phaseo) | Optimised DIN Rail Power Supply | Phaseo ABLS | ABLS1A12100 | Phaseo ABLS 120W | POWER SUPPLY 12V 10A 1PH OPTIMIZED | 12V | 10A | - | Compact DIN Rail | IP20 | Conformal coating; 6 output terminals; High output stability; Operating up to +70 deg C | INR | 16024 |  |  | ok | Normal Stock Item | DIN Rail 35mm | IEC 62368-1 | Page 6
Power Supplies (Phaseo) | Optimised DIN Rail Power Supply | Phaseo ABLS | ABLS1A24021 | Phaseo ABLS 50W | POWER SUPPLY 24V 2.1A 1PH OPTIMIZED | 24V | 2.1A | - | Compact DIN Rail | IP20 | Conformal coating; 6 output terminals; High output stability; Operating up to +70 deg C | INR | 9939 |  |  | ok | Normal Stock Item | DIN Rail 35mm | IEC 62368-1 | Page 6
Power Supplies (Phaseo) | Optimised DIN Rail Power Supply | Phaseo ABLS | ABLS1A24031 | Phaseo ABLS 75W | POWER SUPPLY 24V 3.1A 1PH OPTIMIZED | 24V | 3.1A | - | Compact DIN Rail | IP20 | Conformal coating; 6 output terminals; High output stability; Operating up to +70 deg C | INR | 10227 |  |  | ok | Normal Stock Item | DIN Rail 35mm | IEC 62368-1 | Page 6
Power Supplies (Phaseo) | Optimised DIN Rail Power Supply | Phaseo ABLS | ABLS1A24038 | Phaseo ABLS 90W | POWER SUPPLY 24V 3.8A 1PH OPTIMIZED | 24V | 3.8A | - | Compact DIN Rail | IP20 | Conformal coating; 6 output terminals; High output stability; Operating up to +70 deg C | INR | 16546 |  |  | ok | Normal Stock Item | DIN Rail 35mm | IEC 62368-1 | Page 6
Power Supplies (Phaseo) | Optimised DIN Rail Power Supply | Phaseo ABLS | ABLS1A24050 | Phaseo ABLS 120W | POWER SUPPLY 24V 5A 1PH OPTIMIZED | 24V | 5A | - | Compact DIN Rail | IP20 | Conformal coating; 6 output terminals; High output stability; Operating up to +70 deg C | INR | 15109 |  |  | ok | Normal Stock Item | DIN Rail 35mm | IEC 62368-1 | Page 6
Power Supplies (Phaseo) | Optimised DIN Rail Power Supply | Phaseo ABLS | ABLS1A24100 | Phaseo ABLS 240W | POWER SUPPLY 24V 10A 1PH OPTIMIZED | 24V | 10A | - | Compact DIN Rail | IP20 | Conformal coating; 6 output terminals; High output stability; Operating up to +70 deg C | INR | 22128 |  |  | ok | Normal Stock Item | DIN Rail 35mm | IEC 62368-1 | Page 6
Power Supplies (Phaseo) | Optimised DIN Rail Power Supply | Phaseo ABLS | ABLS1A24200 | Phaseo ABLS 480W | POWER SUPPLY 24V 20A 1PH OPTIMIZED | 24V | 20A | - | Compact DIN Rail | IP20 | Conformal coating; 6 output terminals; High output stability; Operating up to +70 deg C | INR | 39983 |  |  | ok | Normal Stock Item | DIN Rail 35mm | IEC 62368-1 | Page 6
Power Supplies (Phaseo) | Optimised DIN Rail Power Supply | Phaseo ABLS | ABLS1A48025 | Phaseo ABLS 120W | POWER SUPPLY 48V 2.5A 1PH OPTIMIZED | 48V | 2.5A | - | Compact DIN Rail | IP20 | Conformal coating; 6 output terminals; High output stability; Operating up to +70 deg C | INR | 16024 |  |  | ok | Normal Stock Item | DIN Rail 35mm | IEC 62368-1 | Page 6
Power Supplies (Phaseo) | Optimised DIN Rail Power Supply | Phaseo ABLS | ABLS1A48050 | Phaseo ABLS 240W | POWER SUPPLY 48V 5A 1PH OPTIMIZED | 48V | 5A | - | Compact DIN Rail | IP20 | Conformal coating; 6 output terminals; High output stability; Operating up to +70 deg C | INR | 16766 |  |  | ok | Normal Stock Item | DIN Rail 35mm | IEC 62368-1 | Page 6
Power Supplies (Phaseo) | Optimised DIN Rail Power Supply | Phaseo ABLS | ABLS1A48100 | Phaseo ABLS 480W | POWER SUPPLY 48V 10A 1PH OPTIMIZED | 48V | 10A | - | Compact DIN Rail | IP20 | Conformal coating; 6 output terminals; High output stability; Operating up to +70 deg C | INR | 29339 |  |  | ok | Normal Stock Item | DIN Rail 35mm | IEC 62368-1 | Page 6
Power Supplies (Phaseo) | 3-Phase Universal Power Supply | Phaseo ABLU | ABLU3A24050 | Phaseo ABLU 3Ph 120W | POWER SUPPLY 24V 5A 3PH UNIVERSAL | 24V | 5A | - | DIN Rail mount | IP20 | 3-phase 380-500V AC; Conformal coating; 150% peak power reserve; Manual/Auto reset | INR | 17526 |  |  | ok | Normal Stock Item | DIN Rail 35mm | IEC 62368-1 | Page 6
Power Supplies (Phaseo) | 3-Phase Universal Power Supply | Phaseo ABLU | ABLU3A24100 | Phaseo ABLU 3Ph 240W | POWER SUPPLY 24V 10A 3PH UNIVERSAL | 24V | 10A | - | DIN Rail mount | IP20 | 3-phase 380-500V AC; Conformal coating; 150% peak power reserve; Manual/Auto reset | INR | 26289 |  |  | ok | Normal Stock Item | DIN Rail 35mm | IEC 62368-1 | Page 6
Power Supplies (Phaseo) | 3-Phase Universal Power Supply | Phaseo ABLU | ABLU3A24200 | Phaseo ABLU 3Ph 480W | POWER SUPPLY 24V 20A 3PH UNIVERSAL | 24V | 20A | - | DIN Rail mount | IP20 | 3-phase 380-500V AC; Conformal coating; 150% peak power reserve; Manual/Auto reset | INR | 38282 |  |  | ok | Normal Stock Item | DIN Rail 35mm | IEC 62368-1 | Page 6
Power Supplies (Phaseo) | 3-Phase Universal Power Supply | Phaseo ABLU | ABLU3A24400 | Phaseo ABLU 3Ph 960W | POWER SUPPLY 24V 40A 3PH UNIVERSAL | 24V | 40A | - | DIN Rail mount | IP20 | 3-phase 380-500V AC; Conformal coating; 150% peak power reserve; Manual/Auto reset | INR | 65092 |  |  | ok | Normal Stock Item | DIN Rail 35mm | IEC 62368-1 | Page 6
Power Supplies (Phaseo) | 3-Phase Universal Power Supply | Phaseo ABLU | ABLU3A48100 | Phaseo ABLU 3Ph 480W | POWER SUPPLY 48V 10A 3PH UNIVERSAL | 48V | 10A | - | DIN Rail mount | IP20 | 3-phase 380-500V AC; Conformal coating; 150% peak power reserve; Manual/Auto reset | INR | 42876 |  |  | ok | Normal Stock Item | DIN Rail 35mm | IEC 62368-1 | Page 6
Power Supplies (Phaseo) | 3-Phase Universal Power Supply | Phaseo ABLU | ABLU3A48200 | Phaseo ABLU 3Ph 960W | POWER SUPPLY 48V 20A 3PH UNIVERSAL | 48V | 20A | - | DIN Rail mount | IP20 | 3-phase 380-500V AC; Conformal coating; 150% peak power reserve; Manual/Auto reset | INR | 67801 |  |  | ok | Normal Stock Item | DIN Rail 35mm | IEC 62368-1 | Page 6
Smart Relays (Harmony Zelio) | Zelio Logic Smart Relay | Harmony Zelio Logic | SR2A101BD | Zelio Logic SR2A101BD | Zelio Logic module - 10 I/O, RLY - w/o clock - with display | 24V DC | 10 I/O | - | DIN Rail form factor | IP20 / IP40 front | Programmable smart relay; Ladder / FBD programming via Zelio Soft 2; EEPROM memory backup | INR | 22065 |  |  | ok | Normal Stock Item | DIN Rail 35mm | IEC 61131-2 | Page 7
Smart Relays (Harmony Zelio) | Zelio Logic Smart Relay | Harmony Zelio Logic | SR2A201BD | Zelio Logic SR2A201BD | Zelio Logic module - 20 I/O, RLY - w/o clock - with display | 24V DC | 20 I/O | - | DIN Rail form factor | IP20 / IP40 front | Programmable smart relay; Ladder / FBD programming via Zelio Soft 2; EEPROM memory backup | INR | 36019 |  |  | ok | Normal Stock Item | DIN Rail 35mm | IEC 61131-2 | Page 7
Smart Relays (Harmony Zelio) | Zelio Logic Smart Relay | Harmony Zelio Logic | SR2B121BD | Zelio Logic SR2B121BD | Zelio Logic module - 12 I/O, TRN - with clock - with display | 24V DC | 12 I/O | - | DIN Rail form factor | IP20 / IP40 front | Programmable smart relay; Ladder / FBD programming via Zelio Soft 2; EEPROM memory backup | INR | 20179 |  |  | ok | Normal Stock Item | DIN Rail 35mm | IEC 61131-2 | Page 7
Smart Relays (Harmony Zelio) | Zelio Logic Smart Relay | Harmony Zelio Logic | SR2B122BD | Zelio Logic SR2B122BD | Zelio Logic module - 12 I/O, TRN - with clock - with display | 24V DC | 12 I/O | - | DIN Rail form factor | IP20 / IP40 front | Programmable smart relay; Ladder / FBD programming via Zelio Soft 2; EEPROM memory backup | INR | 30267 |  |  | ok | Normal Stock Item | DIN Rail 35mm | IEC 61131-2 | Page 7
Smart Relays (Harmony Zelio) | Zelio Logic Smart Relay | Harmony Zelio Logic | SR2B201BD | Zelio Logic SR2B201BD | Zelio Logic module - 20 I/O, RLY - with clock - with display | 24V DC | 20 I/O | - | DIN Rail form factor | IP20 / IP40 front | Programmable smart relay; Ladder / FBD programming via Zelio Soft 2; EEPROM memory backup | INR | 40072 |  |  | ok | Normal Stock Item | DIN Rail 35mm | IEC 61131-2 | Page 7
Smart Relays (Harmony Zelio) | Zelio Logic Smart Relay | Harmony Zelio Logic | SR2B202BD | Zelio Logic SR2B202BD | Zelio Logic module - 20 I/O, RLY - with clock - with display | 24V DC | 20 I/O | - | DIN Rail form factor | IP20 / IP40 front | Programmable smart relay; Ladder / FBD programming via Zelio Soft 2; EEPROM memory backup | INR | 41677 |  |  | ok | Normal Stock Item | DIN Rail 35mm | IEC 61131-2 | Page 7
Smart Relays (Harmony Zelio) | Zelio Logic Smart Relay | Harmony Zelio Logic | SR2D101BD | Zelio Logic SR2D101BD | Zelio Logic module - 10 I/O, RLY - w/o clock - w/o display | 24V DC | 10 I/O | - | DIN Rail form factor | IP20 / IP40 front | Programmable smart relay; Ladder / FBD programming via Zelio Soft 2; EEPROM memory backup | INR | 16114 |  |  | ok | Normal Stock Item | DIN Rail 35mm | IEC 61131-2 | Page 7
Smart Relays (Harmony Zelio) | Zelio Logic Smart Relay | Harmony Zelio Logic | SR2D201BD | Zelio Logic SR2D201BD | Zelio Logic module - 20 I/O, RLY - w/o clock - w/o display | 24V DC | 20 I/O | - | DIN Rail form factor | IP20 / IP40 front | Programmable smart relay; Ladder / FBD programming via Zelio Soft 2; EEPROM memory backup | INR | 32342 |  |  | ok | Normal Stock Item | DIN Rail 35mm | IEC 61131-2 | Page 7
Smart Relays (Harmony Zelio) | Zelio Logic Smart Relay | Harmony Zelio Logic | SR2E121BD | Zelio Logic SR2E121BD | Zelio Logic module - 12 I/O, RLY - with clock - w/o display | 24V DC | 12 I/O | - | DIN Rail form factor | IP20 / IP40 front | Programmable smart relay; Ladder / FBD programming via Zelio Soft 2; EEPROM memory backup | INR | 20744 |  |  | ok | Normal Stock Item | DIN Rail 35mm | IEC 61131-2 | Page 7
Smart Relays (Harmony Zelio) | Zelio Logic Smart Relay | Harmony Zelio Logic | SR2E201BD | Zelio Logic SR2E201BD | Zelio Logic module - 20 I/O, RLY - with clock - w/o display | 24V DC | 20 I/O | - | DIN Rail form factor | IP20 / IP40 front | Programmable smart relay; Ladder / FBD programming via Zelio Soft 2; EEPROM memory backup | INR | 37565 |  |  | ok | Normal Stock Item | DIN Rail 35mm | IEC 61131-2 | Page 7
Smart Relays (Harmony Zelio) | Zelio Logic Smart Relay | Harmony Zelio Logic | SR3B101BD | Zelio Logic SR3B101BD | Zelio Logic module - 10 I/O, RLY - with clock - with display | 24V DC | 10 I/O | - | DIN Rail form factor | IP20 / IP40 front | Programmable smart relay; Ladder / FBD programming via Zelio Soft 2; EEPROM memory backup | INR | 24328 |  |  | ok | Normal Stock Item | DIN Rail 35mm | IEC 61131-2 | Page 7
Smart Relays (Harmony Zelio) | Zelio Logic Smart Relay | Harmony Zelio Logic | SR3B102BD | Zelio Logic SR3B102BD | Zelio Logic module - 10 I/O, TRN - with clock - with display | 24V DC | 10 I/O | - | DIN Rail form factor | IP20 / IP40 front | Programmable smart relay; Ladder / FBD programming via Zelio Soft 2; EEPROM memory backup | INR | 22441 |  |  | ok | Normal Stock Item | DIN Rail 35mm | IEC 61131-2 | Page 7
Smart Relays (Harmony Zelio) | Zelio Logic Smart Relay | Harmony Zelio Logic | SR3B261BD | Zelio Logic SR3B261BD | Zelio Logic module - 26 I/O, RLY - with clock - with display | 24V DC | 26 I/O | - | DIN Rail form factor | IP20 / IP40 front | Programmable smart relay; Ladder / FBD programming via Zelio Soft 2; EEPROM memory backup | INR | 50536 |  |  | ok | Normal Stock Item | DIN Rail 35mm | IEC 61131-2 | Page 7
Smart Relays (Harmony Zelio) | Zelio Logic Smart Relay | Harmony Zelio Logic | SR3B262BD | Zelio Logic SR3B262BD | Zelio Logic module - 26 I/O, TRN - with clock - with display | 24V DC | 26 I/O | - | DIN Rail form factor | IP20 / IP40 front | Programmable smart relay; Ladder / FBD programming via Zelio Soft 2; EEPROM memory backup | INR | 50633 |  |  | ok | Normal Stock Item | DIN Rail 35mm | IEC 61131-2 | Page 7
Smart Relays (Harmony Zelio) | Zelio Logic Smart Relay | Harmony Zelio Logic | SR2A101FU | Zelio Logic SR2A101FU | Zelio Logic module - 10 I/O, RLY - w/o clock - with display | 100-240V AC | 10 I/O | - | DIN Rail form factor | IP20 / IP40 front | Programmable smart relay; Ladder / FBD programming via Zelio Soft 2; EEPROM memory backup | INR | 24987 |  |  | ok | Normal Stock Item | DIN Rail 35mm | IEC 61131-2 | Page 7
Smart Relays (Harmony Zelio) | Zelio Logic Smart Relay | Harmony Zelio Logic | SR2A201FU | Zelio Logic SR2A201FU | Zelio Logic module - 20 I/O, RLY - w/o clock - with display | 100-240V AC | 20 I/O | - | DIN Rail form factor | IP20 / IP40 front | Programmable smart relay; Ladder / FBD programming via Zelio Soft 2; EEPROM memory backup | INR | 37056 |  |  | ok | Normal Stock Item | DIN Rail 35mm | IEC 61131-2 | Page 7
Smart Relays (Harmony Zelio) | Zelio Logic Smart Relay | Harmony Zelio Logic | SR2B121FU | Zelio Logic SR2B121FU | Zelio Logic module - 12 I/O, RLY - with clock - with display | 100-240V AC | 12 I/O | - | DIN Rail form factor | IP20 / IP40 front | Programmable smart relay; Ladder / FBD programming via Zelio Soft 2; EEPROM memory backup | INR | 24798 |  |  | ok | Normal Stock Item | DIN Rail 35mm | IEC 61131-2 | Page 7
Smart Relays (Harmony Zelio) | Zelio Logic Smart Relay | Harmony Zelio Logic | SR2B201FU | Zelio Logic SR2B201FU | Zelio Logic module - 20 I/O, RLY - with clock - with display | 100-240V AC | 20 I/O | - | DIN Rail form factor | IP20 / IP40 front | Programmable smart relay; Ladder / FBD programming via Zelio Soft 2; EEPROM memory backup | INR | 41206 |  |  | ok | Normal Stock Item | DIN Rail 35mm | IEC 61131-2 | Page 7
Smart Relays (Harmony Zelio) | Zelio Logic Smart Relay | Harmony Zelio Logic | SR2D101FU | Zelio Logic SR2D101FU | Zelio Logic module - 10 I/O, RLY - w/o clock - w/o display | 100-240V AC | 10 I/O | - | DIN Rail form factor | IP20 / IP40 front | Programmable smart relay; Ladder / FBD programming via Zelio Soft 2; EEPROM memory backup | INR | 17249 |  |  | ok | Normal Stock Item | DIN Rail 35mm | IEC 61131-2 | Page 7
Smart Relays (Harmony Zelio) | Zelio Logic Smart Relay | Harmony Zelio Logic | SR2D201FU | Zelio Logic SR2D201FU | Zelio Logic module - 20 I/O, RLY - w/o clock - w/o display | 100-240V AC | 20 I/O | - | DIN Rail form factor | IP20 / IP40 front | Programmable smart relay; Ladder / FBD programming via Zelio Soft 2; EEPROM memory backup | INR | 36572 |  |  | ok | Normal Stock Item | DIN Rail 35mm | IEC 61131-2 | Page 7
Smart Relays (Harmony Zelio) | Zelio Logic Smart Relay | Harmony Zelio Logic | SR2E121FU | Zelio Logic SR2E121FU | Zelio Logic module - 12 I/O, RLY - with clock - w/o display | 100-240V AC | 12 I/O | - | DIN Rail form factor | IP20 / IP40 front | Programmable smart relay; Ladder / FBD programming via Zelio Soft 2; EEPROM memory backup | INR | 21854 |  |  | ok | Normal Stock Item | DIN Rail 35mm | IEC 61131-2 | Page 7
Smart Relays (Harmony Zelio) | Zelio Logic Smart Relay | Harmony Zelio Logic | SR2E201FU | Zelio Logic SR2E201FU | Zelio Logic module - 20 I/O, RLY - with clock - w/o display | 100-240V AC | 20 I/O | - | DIN Rail form factor | IP20 / IP40 front | Programmable smart relay; Ladder / FBD programming via Zelio Soft 2; EEPROM memory backup | INR | 43285 |  |  | ok | Normal Stock Item | DIN Rail 35mm | IEC 61131-2 | Page 7
Smart Relays (Harmony Zelio) | Zelio Logic Smart Relay | Harmony Zelio Logic | SR3B101FU | Zelio Logic SR3B101FU | Zelio Logic module - 10 I/O, RLY - with clock - with display | 100-240V AC | 10 I/O | - | DIN Rail form factor | IP20 / IP40 front | Programmable smart relay; Ladder / FBD programming via Zelio Soft 2; EEPROM memory backup | INR | 26187 |  |  | ok | Normal Stock Item | DIN Rail 35mm | IEC 61131-2 | Page 7
Smart Relays (Harmony Zelio) | Zelio Logic Smart Relay | Harmony Zelio Logic | SR3B261FU | Zelio Logic SR3B261FU | Zelio Logic module - 26 I/O, RLY - with clock - with display | 100-240V AC | 26 I/O | - | DIN Rail form factor | IP20 / IP40 front | Programmable smart relay; Ladder / FBD programming via Zelio Soft 2; EEPROM memory backup | INR | 52234 |  |  | ok | Normal Stock Item | DIN Rail 35mm | IEC 61131-2 | Page 7
Smart Relays (Harmony Zelio) | Zelio Logic Smart Relay | Harmony Zelio Logic | SR2B121JD | Zelio Logic SR2B121JD | Zelio Logic module - 12 I/O - with clock - with display | 12V DC | 12 I/O | - | DIN Rail form factor | IP20 / IP40 front | Programmable smart relay; Ladder / FBD programming via Zelio Soft 2; EEPROM memory backup | INR | 25932 |  |  | ok | Normal Stock Item | DIN Rail 35mm | IEC 61131-2 | Page 7
Smart Relays (Harmony Zelio) | Zelio Logic Smart Relay | Harmony Zelio Logic | SR2B201JD | Zelio Logic SR2B201JD | Zelio Logic module - 20 I/O - with clock - with display | 12V DC | 20 I/O | - | DIN Rail form factor | IP20 / IP40 front | Programmable smart relay; Ladder / FBD programming via Zelio Soft 2; EEPROM memory backup | INR | 31602 |  |  | ok | Normal Stock Item | DIN Rail 35mm | IEC 61131-2 | Page 7
Smart Relays (Harmony Zelio) | Zelio Logic Smart Relay | Harmony Zelio Logic | SR2B121B | Zelio Logic SR2B121B | Zelio Logic module - 12 I/O - with clock - with display | 24V AC | 12 I/O | - | DIN Rail form factor | IP20 / IP40 front | Programmable smart relay; Ladder / FBD programming via Zelio Soft 2; EEPROM memory backup | INR | 25932 |  |  | ok | Normal Stock Item | DIN Rail 35mm | IEC 61131-2 | Page 7
Smart Relays (Harmony Zelio) | Zelio Logic Smart Relay | Harmony Zelio Logic | SR2B201B | Zelio Logic SR2B201B | Zelio Logic module - 20 I/O - with clock - with display | 24V AC | 20 I/O | - | DIN Rail form factor | IP20 / IP40 front | Programmable smart relay; Ladder / FBD programming via Zelio Soft 2; EEPROM memory backup | INR | 47498 |  |  | ok | Normal Stock Item | DIN Rail 35mm | IEC 61131-2 | Page 7
Smart Relays (Harmony Zelio) | Zelio Logic Smart Relay | Harmony Zelio Logic | SR2E201B | Zelio Logic SR2E201B | Zelio Logic module - 20 I/O - with clock - w/o display | 24V AC | 20 I/O | - | DIN Rail form factor | IP20 / IP40 front | Programmable smart relay; Ladder / FBD programming via Zelio Soft 2; EEPROM memory backup | INR | 37748 |  |  | ok | Normal Stock Item | DIN Rail 35mm | IEC 61131-2 | Page 7
Smart Relays (Harmony Zelio) | Zelio Logic Smart Relay | Harmony Zelio Logic | SR3B101B | Zelio Logic SR3B101B | Zelio Logic module - 10 I/O - with clock - with display | 24V AC | 10 I/O | - | DIN Rail form factor | IP20 / IP40 front | Programmable smart relay; Ladder / FBD programming via Zelio Soft 2; EEPROM memory backup | INR | 27779 |  |  | ok | Normal Stock Item | DIN Rail 35mm | IEC 61131-2 | Page 7
Smart Relays (Harmony Zelio) | Zelio Logic Smart Relay | Harmony Zelio Logic | SR3B261B | Zelio Logic SR3B261B | Zelio Logic module - 24 I/O - with clock - with display | 24V AC | 24 I/O | - | DIN Rail form factor | IP20 / IP40 front | Programmable smart relay; Ladder / FBD programming via Zelio Soft 2; EEPROM memory backup | INR | 55158 |  |  | ok | Normal Stock Item | DIN Rail 35mm | IEC 61131-2 | Page 7
Smart Relays (Harmony Zelio) | Zelio Extension Modules & Accessories | Harmony Zelio | SR3XT61BD | Zelio Acc SR3XT61BD | Discrete I/O extension module - 6 I/O (4DI, 2DO) - 24 V DC | 24V DC | - | - | Modular expansion | IP20 | Discrete I/O extension module - 6 I/O (4DI, 2DO) - 24 V DC | INR | 9937 |  |  | ok | Normal Stock Item | Side mounting on SR3 | IEC 61131-2 | Page 8
Smart Relays (Harmony Zelio) | Zelio Extension Modules & Accessories | Harmony Zelio | SR3XT61FU | Zelio Acc SR3XT61FU | Discrete I/O extension module - 6 I/O (4DI, 2DO) - 100-240V AC | 100-240V AC | - | - | Modular expansion | IP20 | Discrete I/O extension module - 6 I/O (4DI, 2DO) - 100-240V AC | INR | 9801 |  |  | ok | Normal Stock Item | Side mounting on SR3 | IEC 61131-2 | Page 8
Smart Relays (Harmony Zelio) | Zelio Extension Modules & Accessories | Harmony Zelio | SR3XT101BD | Zelio Acc SR3XT101BD | Discrete I/O extension module - 10 I/O (6DI, 4DO) - 24 V DC | 24V DC | - | - | Modular expansion | IP20 | Discrete I/O extension module - 10 I/O (6DI, 4DO) - 24 V DC | INR | 10684 |  |  | ok | Normal Stock Item | Side mounting on SR3 | IEC 61131-2 | Page 8
Smart Relays (Harmony Zelio) | Zelio Extension Modules & Accessories | Harmony Zelio | SR3XT101FU | Zelio Acc SR3XT101FU | Discrete I/O extension module - 10 I/O (6DI, 4DO) - 100-240V AC | 100-240V AC | - | - | Modular expansion | IP20 | Discrete I/O extension module - 10 I/O (6DI, 4DO) - 100-240V AC | INR | 12948 |  |  | ok | Normal Stock Item | Side mounting on SR3 | IEC 61131-2 | Page 8
Smart Relays (Harmony Zelio) | Zelio Extension Modules & Accessories | Harmony Zelio | SR3XT141B | Zelio Acc SR3XT141B | Discrete I/O extension module - 14 I/O (8DI, 6DO) - 24 V AC | 24V AC | - | - | Modular expansion | IP20 | Discrete I/O extension module - 14 I/O (8DI, 6DO) - 24 V AC | INR | 21537 |  |  | ok | Normal Stock Item | Side mounting on SR3 | IEC 61131-2 | Page 8
Smart Relays (Harmony Zelio) | Zelio Extension Modules & Accessories | Harmony Zelio | SR3XT141BD | Zelio Acc SR3XT141BD | Discrete I/O extension module - 14 I/O (8DI, 6DO) - 24 V DC | 24V DC | - | - | Modular expansion | IP20 | Discrete I/O extension module - 14 I/O (8DI, 6DO) - 24 V DC | INR | 14738 |  |  | ok | Normal Stock Item | Side mounting on SR3 | IEC 61131-2 | Page 8
Smart Relays (Harmony Zelio) | Zelio Extension Modules & Accessories | Harmony Zelio | SR3XT141FU | Zelio Acc SR3XT141FU | Discrete I/O extension module - 14 I/O (8DI, 6DO) - 100-240V AC | 100-240V AC | - | - | Modular expansion | IP20 | Discrete I/O extension module - 14 I/O (8DI, 6DO) - 100-240V AC | INR | 15661 |  |  | ok | Normal Stock Item | Side mounting on SR3 | IEC 61131-2 | Page 8
Smart Relays (Harmony Zelio) | Zelio Extension Modules & Accessories | Harmony Zelio | SR3XT43BD | Zelio Acc SR3XT43BD | Analogue I/O extension module - 2 AI / 2 AO - 24 V DC | 24V DC | - | - | Modular expansion | IP20 | Analogue I/O extension module - 2 AI / 2 AO - 24 V DC | INR | 23607 |  |  | ok | Normal Stock Item | Side mounting on SR3 | IEC 61131-2 | Page 8
Smart Relays (Harmony Zelio) | Zelio Extension Modules & Accessories | Harmony Zelio | SR2CBL01 | Zelio Acc SR2CBL01 | SUB-D 9-pin PC connecting cable - 3 m | Cable | - | - | Modular expansion | IP20 | SUB-D 9-pin PC connecting cable - 3 m | INR | 16231 |  |  | ok | Normal Stock Item | Side mounting on SR3 | IEC 61131-2 | Page 8
Smart Relays (Harmony Zelio) | Zelio Extension Modules & Accessories | Harmony Zelio | SR2COM01 | Zelio Acc SR2COM01 | Communication interface for Zelio Logic | Modem Interface | - | - | Modular expansion | IP20 | Communication interface for Zelio Logic | INR | 28302 |  |  | ok | Normal Stock Item | Side mounting on SR3 | IEC 61131-2 | Page 8
Smart Relays (Harmony Zelio) | Zelio Extension Modules & Accessories | Harmony Zelio | SR2MEM02 | Zelio Acc SR2MEM02 | Memory cartridge firmware - for v 3.0 - EEPROM | Memory | - | - | Modular expansion | IP20 | Memory cartridge firmware - for v 3.0 - EEPROM | INR | 3974 |  |  | ok | Normal Stock Item | Side mounting on SR3 | IEC 61131-2 | Page 8
Smart Relays (Harmony Zelio) | Zelio Extension Modules & Accessories | Harmony Zelio | SR2USB01 | Zelio Acc SR2USB01 | USB PC connecting cable - 3 m | Cable | - | - | Modular expansion | IP20 | USB PC connecting cable - 3 m | INR | 20194 |  |  | ok | Normal Stock Item | Side mounting on SR3 | IEC 61131-2 | Page 8
Variable Speed Drives (Altivar) | General Purpose AC Drives | Altivar ATV12 / ATV310 | ATV12H018M2 | Altivar ATV12H018M2 | Altivar 12 Drive 0.18kW 0.25HP 1-Phase 200-240V | 1-Ph 200-240V | 1.4A | - | Compact Enclosure | IP20 | Integrated Modbus; 55 deg C without derating; Optimized panel space; Built-in brake chopper | INR | On Request |  |  | on request | Normal Stock Item | Panel Mount / DIN Rail | IEC 61800-5-1 | Page 11
Variable Speed Drives (Altivar) | General Purpose AC Drives | Altivar ATV12 / ATV310 | ATV12H037M2 | Altivar ATV12H037M2 | Altivar 12 Drive 0.37kW 0.55HP 1-Phase 200-240V | 1-Ph 200-240V | 2.4A | - | Compact Enclosure | IP20 | Integrated Modbus; 55 deg C without derating; Optimized panel space; Built-in brake chopper | INR | On Request |  |  | on request | Normal Stock Item | Panel Mount / DIN Rail | IEC 61800-5-1 | Page 11
Variable Speed Drives (Altivar) | General Purpose AC Drives | Altivar ATV12 / ATV310 | ATV12H055M2 | Altivar ATV12H055M2 | Altivar 12 Drive 0.55kW 0.75HP 1-Phase 200-240V | 1-Ph 200-240V | 3.5A | - | Compact Enclosure | IP20 | Integrated Modbus; 55 deg C without derating; Optimized panel space; Built-in brake chopper | INR | On Request |  |  | on request | Normal Stock Item | Panel Mount / DIN Rail | IEC 61800-5-1 | Page 11
Variable Speed Drives (Altivar) | General Purpose AC Drives | Altivar ATV12 / ATV310 | ATV12H075M2 | Altivar ATV12H075M2 | Altivar 12 Drive 0.75kW 1HP 1-Phase 200-240V | 1-Ph 200-240V | 4.2A | - | Compact Enclosure | IP20 | Integrated Modbus; 55 deg C without derating; Optimized panel space; Built-in brake chopper | INR | On Request |  |  | on request | Normal Stock Item | Panel Mount / DIN Rail | IEC 61800-5-1 | Page 11
Variable Speed Drives (Altivar) | General Purpose AC Drives | Altivar ATV12 / ATV310 | ATV12HU15M2 | Altivar ATV12HU15M2 | Altivar 12 Drive 1.5kW 2HP 1-Phase 200-240V | 1-Ph 200-240V | 7.5A | - | Compact Enclosure | IP20 | Integrated Modbus; 55 deg C without derating; Optimized panel space; Built-in brake chopper | INR | On Request |  |  | on request | Normal Stock Item | Panel Mount / DIN Rail | IEC 61800-5-1 | Page 11
Variable Speed Drives (Altivar) | General Purpose AC Drives | Altivar ATV12 / ATV310 | ATV12HU22M2 | Altivar ATV12HU22M2 | Altivar 12 Drive 2.2kW 3HP 1-Phase 200-240V | 1-Ph 200-240V | 10A | - | Compact Enclosure | IP20 | Integrated Modbus; 55 deg C without derating; Optimized panel space; Built-in brake chopper | INR | On Request |  |  | on request | Normal Stock Item | Panel Mount / DIN Rail | IEC 61800-5-1 | Page 11
Variable Speed Drives (Altivar) | General Purpose AC Drives | Altivar ATV12 / ATV310 | ATV12H037M3 | Altivar ATV12H037M3 | Altivar 12 Drive 0.37kW 0.55HP 3-Phase 200-240V | 3-Ph 200-240V | 2.4A | - | Compact Enclosure | IP20 | Integrated Modbus; 55 deg C without derating; Optimized panel space; Built-in brake chopper | INR | On Request |  |  | on request | Normal Stock Item | Panel Mount / DIN Rail | IEC 61800-5-1 | Page 11
Variable Speed Drives (Altivar) | General Purpose AC Drives | Altivar ATV12 / ATV310 | ATV12H075M3 | Altivar ATV12H075M3 | Altivar 12 Drive 0.75kW 1HP 3-Phase 200-240V | 3-Ph 200-240V | 4.2A | - | Compact Enclosure | IP20 | Integrated Modbus; 55 deg C without derating; Optimized panel space; Built-in brake chopper | INR | On Request |  |  | on request | Normal Stock Item | Panel Mount / DIN Rail | IEC 61800-5-1 | Page 11
Variable Speed Drives (Altivar) | General Purpose AC Drives | Altivar ATV12 / ATV310 | ATV12HU15M3 | Altivar ATV12HU15M3 | Altivar 12 Drive 1.5kW 2HP 3-Phase 200-240V | 3-Ph 200-240V | 7.5A | - | Compact Enclosure | IP20 | Integrated Modbus; 55 deg C without derating; Optimized panel space; Built-in brake chopper | INR | On Request |  |  | on request | Normal Stock Item | Panel Mount / DIN Rail | IEC 61800-5-1 | Page 11
Variable Speed Drives (Altivar) | General Purpose AC Drives | Altivar ATV12 / ATV310 | ATV12HU22M3 | Altivar ATV12HU22M3 | Altivar 12 Drive 2.2kW 3HP 3-Phase 200-240V | 3-Ph 200-240V | 10A | - | Compact Enclosure | IP20 | Integrated Modbus; 55 deg C without derating; Optimized panel space; Built-in brake chopper | INR | On Request |  |  | on request | Normal Stock Item | Panel Mount / DIN Rail | IEC 61800-5-1 | Page 11
Variable Speed Drives (Altivar) | General Purpose AC Drives | Altivar ATV12 / ATV310 | ATV12HU30M3 | Altivar ATV12HU30M3 | Altivar 12 Drive 3kW 3-Phase 200-240V | 3-Ph 200-240V | 12.2A | - | Compact Enclosure | IP20 | Integrated Modbus; 55 deg C without derating; Optimized panel space; Built-in brake chopper | INR | On Request |  |  | on request | Normal Stock Item | Panel Mount / DIN Rail | IEC 61800-5-1 | Page 11
Variable Speed Drives (Altivar) | General Purpose AC Drives | Altivar ATV12 / ATV310 | ATV12HU40M3 | Altivar ATV12HU40M3 | Altivar 12 Drive 4kW 5HP 3-Phase 200-240V | 3-Ph 200-240V | 16.7A | - | Compact Enclosure | IP20 | Integrated Modbus; 55 deg C without derating; Optimized panel space; Built-in brake chopper | INR | On Request |  |  | on request | Normal Stock Item | Panel Mount / DIN Rail | IEC 61800-5-1 | Page 11
Variable Speed Drives (Altivar) | General Purpose AC Drives | Altivar ATV12 / ATV310 | ATV310H037N4E | Altivar ATV310H037N4E | Altivar Easy 310 Drive 0.37kW 3-Phase 380-460V | 3-Ph 380-460V | 1.5A | - | Compact Enclosure | IP20 | Integrated Modbus; 55 deg C without derating; Optimized panel space; Built-in brake chopper | INR | On Request |  |  | on request | Normal Stock Item | Panel Mount / DIN Rail | IEC 61800-5-1 | Page 11
Variable Speed Drives (Altivar) | General Purpose AC Drives | Altivar ATV12 / ATV310 | ATV310H075N4E | Altivar ATV310H075N4E | Altivar Easy 310 Drive 0.75kW 3-Phase 380-460V | 3-Ph 380-460V | 2.3A | - | Compact Enclosure | IP20 | Integrated Modbus; 55 deg C without derating; Optimized panel space; Built-in brake chopper | INR | On Request |  |  | on request | Normal Stock Item | Panel Mount / DIN Rail | IEC 61800-5-1 | Page 11
Variable Speed Drives (Altivar) | General Purpose AC Drives | Altivar ATV12 / ATV310 | ATV310HU15N4E | Altivar ATV310HU15N4E | Altivar Easy 310 Drive 1.5kW 3-Phase 380-460V | 3-Ph 380-460V | 4.1A | - | Compact Enclosure | IP20 | Integrated Modbus; 55 deg C without derating; Optimized panel space; Built-in brake chopper | INR | On Request |  |  | on request | Normal Stock Item | Panel Mount / DIN Rail | IEC 61800-5-1 | Page 11
Variable Speed Drives (Altivar) | General Purpose AC Drives | Altivar ATV12 / ATV310 | ATV310HU22N4E | Altivar ATV310HU22N4E | Altivar Easy 310 Drive 2.2kW 3-Phase 380-460V | 3-Ph 380-460V | 5.5A | - | Compact Enclosure | IP20 | Integrated Modbus; 55 deg C without derating; Optimized panel space; Built-in brake chopper | INR | On Request |  |  | on request | Normal Stock Item | Panel Mount / DIN Rail | IEC 61800-5-1 | Page 11
Variable Speed Drives (Altivar) | General Purpose AC Drives | Altivar ATV12 / ATV310 | ATV310HU30N4E | Altivar ATV310HU30N4E | Altivar Easy 310 Drive 3kW (HD) / 4kW (ND) 3-Phase 380-460V | 3-Ph 380-460V | 7.1A / 8.9A | - | Compact Enclosure | IP20 | Integrated Modbus; 55 deg C without derating; Optimized panel space; Built-in brake chopper | INR | On Request |  |  | on request | Normal Stock Item | Panel Mount / DIN Rail | IEC 61800-5-1 | Page 11
Variable Speed Drives (Altivar) | General Purpose AC Drives | Altivar ATV12 / ATV310 | ATV310HU40N4E | Altivar ATV310HU40N4E | Altivar Easy 310 Drive 4kW (HD) / 5.5kW (ND) 3-Phase 380-460V | 3-Ph 380-460V | 9.5A / 12.1A | - | Compact Enclosure | IP20 | Integrated Modbus; 55 deg C without derating; Optimized panel space; Built-in brake chopper | INR | On Request |  |  | on request | Normal Stock Item | Panel Mount / DIN Rail | IEC 61800-5-1 | Page 11
Variable Speed Drives (Altivar) | General Purpose AC Drives | Altivar ATV12 / ATV310 | ATV310HU55N4E | Altivar ATV310HU55N4E | Altivar Easy 310 Drive 5.5kW (HD) / 7.5kW (ND) 3-Phase 380-460V | 3-Ph 380-460V | 12.6A / 16A | - | Compact Enclosure | IP20 | Integrated Modbus; 55 deg C without derating; Optimized panel space; Built-in brake chopper | INR | On Request |  |  | on request | Normal Stock Item | Panel Mount / DIN Rail | IEC 61800-5-1 | Page 11
Variable Speed Drives (Altivar) | General Purpose AC Drives | Altivar ATV12 / ATV310 | ATV310HU75N4E | Altivar ATV310HU75N4E | Altivar Easy 310 Drive 7.5kW (HD) / 11kW (ND) 3-Phase 380-460V | 3-Ph 380-460V | 17A / 22.8A | - | Compact Enclosure | IP20 | Integrated Modbus; 55 deg C without derating; Optimized panel space; Built-in brake chopper | INR | On Request |  |  | on request | Normal Stock Item | Panel Mount / DIN Rail | IEC 61800-5-1 | Page 11
Variable Speed Drives (Altivar) | General Purpose AC Drives | Altivar ATV12 / ATV310 | ATV310HD11N4E | Altivar ATV310HD11N4E | Altivar Easy 310 Drive 11kW (HD) / 15kW (ND) 3-Phase 380-460V | 3-Ph 380-460V | 24A / 30A | - | Compact Enclosure | IP20 | Integrated Modbus; 55 deg C without derating; Optimized panel space; Built-in brake chopper | INR | On Request |  |  | on request | Normal Stock Item | Panel Mount / DIN Rail | IEC 61800-5-1 | Page 11
Variable Speed Drives (Altivar) | General Purpose AC Drives | Altivar ATV12 / ATV310 | ATV310HD15N4E | Altivar ATV310HD15N4E | Altivar Easy 310 Drive 15kW (HD) / 18kW (ND) 3-Phase 380-460V | 3-Ph 380-460V | 33A / 36A | - | Compact Enclosure | IP20 | Integrated Modbus; 55 deg C without derating; Optimized panel space; Built-in brake chopper | INR | On Request |  |  | on request | Normal Stock Item | Panel Mount / DIN Rail | IEC 61800-5-1 | Page 11
Variable Speed Drives (Altivar) | General Purpose AC Drives | Altivar ATV12 / ATV310 | ATV310HD18N4E | Altivar ATV310HD18N4E | Altivar Easy 310 Drive 18kW (HD) / 22kW (ND) 3-Phase 380-460V | 3-Ph 380-460V | 39A / 43A | - | Compact Enclosure | IP20 | Integrated Modbus; 55 deg C without derating; Optimized panel space; Built-in brake chopper | INR | On Request |  |  | on request | Normal Stock Item | Panel Mount / DIN Rail | IEC 61800-5-1 | Page 11
Variable Speed Drives (Altivar) | General Purpose AC Drives | Altivar ATV12 / ATV310 | ATV310HD22N4E | Altivar ATV310HD22N4E | Altivar Easy 310 Drive 22kW (HD) / 30kW (ND) 3-Phase 380-460V | 3-Ph 380-460V | 46A / 60A | - | Compact Enclosure | IP20 | Integrated Modbus; 55 deg C without derating; Optimized panel space; Built-in brake chopper | INR | On Request |  |  | on request | Normal Stock Item | Panel Mount / DIN Rail | IEC 61800-5-1 | Page 11
Variable Speed Drives (Altivar) | General Purpose AC Drives | Altivar ATV12 / ATV310 | ATV310HD15N4EF | Altivar ATV310HD15N4EF | Altivar Easy 310 Drive 15kW Inbuilt EMC Filter 3-Phase 380-460V | 3-Ph 380-460V | 33A / 36A | - | Compact Enclosure | IP20 | Integrated Modbus; 55 deg C without derating; Optimized panel space; Built-in brake chopper | INR | On Request |  |  | on request | Normal Stock Item | Panel Mount / DIN Rail | IEC 61800-5-1 | Page 11
Variable Speed Drives (Altivar) | General Purpose AC Drives | Altivar ATV12 / ATV310 | ATV310HD18N4EF | Altivar ATV310HD18N4EF | Altivar Easy 310 Drive 18kW Inbuilt EMC Filter 3-Phase 380-460V | 3-Ph 380-460V | 39A / 43A | - | Compact Enclosure | IP20 | Integrated Modbus; 55 deg C without derating; Optimized panel space; Built-in brake chopper | INR | On Request |  |  | on request | Normal Stock Item | Panel Mount / DIN Rail | IEC 61800-5-1 | Page 11
Variable Speed Drives (Altivar) | General Purpose AC Drives | Altivar ATV12 / ATV310 | ATV310HD22N4EF | Altivar ATV310HD22N4EF | Altivar Easy 310 Drive 22kW Inbuilt EMC Filter 3-Phase 380-460V | 3-Ph 380-460V | 46A / 60A | - | Compact Enclosure | IP20 | Integrated Modbus; 55 deg C without derating; Optimized panel space; Built-in brake chopper | INR | On Request |  |  | on request | Normal Stock Item | Panel Mount / DIN Rail | IEC 61800-5-1 | Page 11
Variable Speed Drives (Altivar) | Pumps and Fans AC Drives | Altivar Process ATV610 | ATV610U40N4 | Altivar 610 ATV610U40N4 | Altivar 610 Drive 4kW (HD) / 3kW (ND) 7.2A/9.3A | 380-460V | 9.3A | - | Wall mount / Enclosure | IP20 | Embedded C3 filter; DC choke embedded; 7 preprogrammed pump/fan blocks; Modbus embedded | INR | On Request |  |  | on request | Normal Stock Item | Wall Mount | IEC 61800-3 | Page 14
Variable Speed Drives (Altivar) | Pumps and Fans AC Drives | Altivar Process ATV610 | ATV610U55N4 | Altivar 610 ATV610U55N4 | Altivar 610 Drive 5.5kW (HD) / 4kW (ND) 9.3A/12.7A | 380-460V | 12.7A | - | Wall mount / Enclosure | IP20 | Embedded C3 filter; DC choke embedded; 7 preprogrammed pump/fan blocks; Modbus embedded | INR | On Request |  |  | on request | Normal Stock Item | Wall Mount | IEC 61800-3 | Page 14
Variable Speed Drives (Altivar) | Pumps and Fans AC Drives | Altivar Process ATV610 | ATV610U75N4 | Altivar 610 ATV610U75N4 | Altivar 610 Drive 7.5kW (HD) / 5.5kW (ND) 12.7A/15.8A | 380-460V | 15.8A | - | Wall mount / Enclosure | IP20 | Embedded C3 filter; DC choke embedded; 7 preprogrammed pump/fan blocks; Modbus embedded | INR | On Request |  |  | on request | Normal Stock Item | Wall Mount | IEC 61800-3 | Page 14
Variable Speed Drives (Altivar) | Pumps and Fans AC Drives | Altivar Process ATV610 | ATV610D11N4 | Altivar 610 ATV610D11N4 | Altivar 610 Drive 11kW (HD) / 7.5kW (ND) 16.5A/23.5A | 380-460V | 23.5A | - | Wall mount / Enclosure | IP20 | Embedded C3 filter; DC choke embedded; 7 preprogrammed pump/fan blocks; Modbus embedded | INR | On Request |  |  | on request | Normal Stock Item | Wall Mount | IEC 61800-3 | Page 14
Variable Speed Drives (Altivar) | Pumps and Fans AC Drives | Altivar Process ATV610 | ATV610D15N4 | Altivar 610 ATV610D15N4 | Altivar 610 Drive 15kW (HD) / 11kW (ND) 23.5A/31.7A | 380-460V | 31.7A | - | Wall mount / Enclosure | IP20 | Embedded C3 filter; DC choke embedded; 7 preprogrammed pump/fan blocks; Modbus embedded | INR | On Request |  |  | on request | Normal Stock Item | Wall Mount | IEC 61800-3 | Page 14
Variable Speed Drives (Altivar) | Pumps and Fans AC Drives | Altivar Process ATV610 | ATV610D18N4 | Altivar 610 ATV610D18N4 | Altivar 610 Drive 18.5kW (HD) / 15kW (ND) 31.7A/39.2A | 380-460V | 39.2A | - | Wall mount / Enclosure | IP20 | Embedded C3 filter; DC choke embedded; 7 preprogrammed pump/fan blocks; Modbus embedded | INR | On Request |  |  | on request | Normal Stock Item | Wall Mount | IEC 61800-3 | Page 14
Variable Speed Drives (Altivar) | Pumps and Fans AC Drives | Altivar Process ATV610 | ATV610D22N4 | Altivar 610 ATV610D22N4 | Altivar 610 Drive 22kW (HD) / 18.5kW (ND) 39.2A/46.3A | 380-460V | 46.3A | - | Wall mount / Enclosure | IP20 | Embedded C3 filter; DC choke embedded; 7 preprogrammed pump/fan blocks; Modbus embedded | INR | On Request |  |  | on request | Normal Stock Item | Wall Mount | IEC 61800-3 | Page 14
Variable Speed Drives (Altivar) | Pumps and Fans AC Drives | Altivar Process ATV610 | ATV610D30N4 | Altivar 610 ATV610D30N4 | Altivar 610 Drive 30kW (HD) / 22kW (ND) 46.3A/61.5A | 380-460V | 61.5A | - | Wall mount / Enclosure | IP20 | Embedded C3 filter; DC choke embedded; 7 preprogrammed pump/fan blocks; Modbus embedded | INR | On Request |  |  | on request | Normal Stock Item | Wall Mount | IEC 61800-3 | Page 14
Variable Speed Drives (Altivar) | Pumps and Fans AC Drives | Altivar Process ATV610 | ATV610D37N4 | Altivar 610 ATV610D37N4 | Altivar 610 Drive 37kW (HD) / 30kW (ND) 59.6A/74.5A | 380-460V | 74.5A | - | Wall mount / Enclosure | IP20 | Embedded C3 filter; DC choke embedded; 7 preprogrammed pump/fan blocks; Modbus embedded | INR | On Request |  |  | on request | Normal Stock Item | Wall Mount | IEC 61800-3 | Page 14
Variable Speed Drives (Altivar) | Pumps and Fans AC Drives | Altivar Process ATV610 | ATV610D45N4 | Altivar 610 ATV610D45N4 | Altivar 610 Drive 45kW (HD) / 37kW (ND) 74.5A/88A | 380-460V | 88A | - | Wall mount / Enclosure | IP20 | Embedded C3 filter; DC choke embedded; 7 preprogrammed pump/fan blocks; Modbus embedded | INR | On Request |  |  | on request | Normal Stock Item | Wall Mount | IEC 61800-3 | Page 14
Variable Speed Drives (Altivar) | Pumps and Fans AC Drives | Altivar Process ATV610 | ATV610D55N4 | Altivar 610 ATV610D55N4 | Altivar 610 Drive 55kW (HD) / 45kW (ND) 88A/106A | 380-460V | 106A | - | Wall mount / Enclosure | IP20 | Embedded C3 filter; DC choke embedded; 7 preprogrammed pump/fan blocks; Modbus embedded | INR | On Request |  |  | on request | Normal Stock Item | Wall Mount | IEC 61800-3 | Page 14
Variable Speed Drives (Altivar) | Pumps and Fans AC Drives | Altivar Process ATV610 | ATV610D75N4 | Altivar 610 ATV610D75N4 | Altivar 610 Drive 75kW (HD) / 55kW (ND) 106A/145A | 380-460V | 145A | - | Wall mount / Enclosure | IP20 | Embedded C3 filter; DC choke embedded; 7 preprogrammed pump/fan blocks; Modbus embedded | INR | On Request |  |  | on request | Normal Stock Item | Wall Mount | IEC 61800-3 | Page 14
Variable Speed Drives (Altivar) | Pumps and Fans AC Drives | Altivar Process ATV610 | ATV610D90N4 | Altivar 610 ATV610D90N4 | Altivar 610 Drive 90kW (HD) / 75kW (ND) 145A/173A | 380-460V | 173A | - | Wall mount / Enclosure | IP20 | Embedded C3 filter; DC choke embedded; 7 preprogrammed pump/fan blocks; Modbus embedded | INR | On Request |  |  | on request | Normal Stock Item | Wall Mount | IEC 61800-3 | Page 14
Variable Speed Drives (Altivar) | Pumps and Fans AC Drives | Altivar Process ATV610 | ATV610C11N4 | Altivar 610 ATV610C11N4 | Altivar 610 Drive 110kW (HD) / 90kW (ND) 173A/211A | 380-460V | 211A | - | Wall mount / Enclosure | IP20 | Embedded C3 filter; DC choke embedded; 7 preprogrammed pump/fan blocks; Modbus embedded | INR | On Request |  |  | on request | Normal Stock Item | Wall Mount | IEC 61800-3 | Page 14
Variable Speed Drives (Altivar) | Pumps and Fans AC Drives | Altivar Process ATV610 | ATV610C13N4 | Altivar 610 ATV610C13N4 | Altivar 610 Drive 132kW (HD) / 110kW (ND) 211A/250A | 380-460V | 250A | - | Wall mount / Enclosure | IP20 | Embedded C3 filter; DC choke embedded; 7 preprogrammed pump/fan blocks; Modbus embedded | INR | On Request |  |  | on request | Normal Stock Item | Wall Mount | IEC 61800-3 | Page 14
Variable Speed Drives (Altivar) | Pumps and Fans AC Drives | Altivar Process ATV610 | ATV610C16N4 | Altivar 610 ATV610C16N4 | Altivar 610 Drive 160kW (HD) / 132kW (ND) 250A/302A | 380-460V | 302A | - | Wall mount / Enclosure | IP20 | Embedded C3 filter; DC choke embedded; 7 preprogrammed pump/fan blocks; Modbus embedded | INR | On Request |  |  | on request | Normal Stock Item | Wall Mount | IEC 61800-3 | Page 14
Variable Speed Drives (Altivar) | Pumps and Fans AC Drives | Altivar Process ATV610 | ATV610C22N4* | Altivar 610 ATV610C22N4* | Altivar 610 Drive 220kW (HD) / 160kW (ND) | 380-460V | Special | - | Wall mount / Enclosure | IP20 | Embedded C3 filter; DC choke embedded; 7 preprogrammed pump/fan blocks; Modbus embedded | INR | On Request |  |  | on request | Normal Stock Item | Wall Mount | IEC 61800-3 | Page 14
Variable Speed Drives (Altivar) | Pumps and Fans AC Drives | Altivar Process ATV610 | ATV610C25N4* | Altivar 610 ATV610C25N4* | Altivar 610 Drive 250kW (HD) / 220kW (ND) | 380-460V | Special | - | Wall mount / Enclosure | IP20 | Embedded C3 filter; DC choke embedded; 7 preprogrammed pump/fan blocks; Modbus embedded | INR | On Request |  |  | on request | Normal Stock Item | Wall Mount | IEC 61800-3 | Page 14
Variable Speed Drives (Altivar) | Pumps and Fans AC Drives | Altivar Process ATV610 | ATV610C31N4* | Altivar 610 ATV610C31N4* | Altivar 610 Drive 315kW (HD) / 250kW (ND) | 380-460V | Special | - | Wall mount / Enclosure | IP20 | Embedded C3 filter; DC choke embedded; 7 preprogrammed pump/fan blocks; Modbus embedded | INR | On Request |  |  | on request | Normal Stock Item | Wall Mount | IEC 61800-3 | Page 14
Soft Starters (Altistart/Altivar) | ATS01 Soft Starters | Altistart ATS01 | ATS01N206QN | ATS01 ATS01N206QN | ATS01 Soft Starter 1.5/2.2/3kW 6A 380-415V | 380-415V | 6A | - | Compact Enclosure | IP20 | True 3-phase control; Built-in Modbus; Full starter & motor protection | INR | On Request |  |  | on request | Normal Stock Item | DIN Rail / Panel | IEC 60947-4-2 | Page 17
Soft Starters (Altistart/Altivar) | ATS01 Soft Starters | Altistart ATS01 | ATS01N209QN | ATS01 ATS01N209QN | ATS01 Soft Starter 4kW 9A 380-415V | 380-415V | 9A | - | Compact Enclosure | IP20 | True 3-phase control; Built-in Modbus; Full starter & motor protection | INR | On Request |  |  | on request | Normal Stock Item | DIN Rail / Panel | IEC 60947-4-2 | Page 17
Soft Starters (Altistart/Altivar) | ATS01 Soft Starters | Altistart ATS01 | ATS01N212QN | ATS01 ATS01N212QN | ATS01 Soft Starter 5.5kW 12A 380-415V | 380-415V | 12A | - | Compact Enclosure | IP20 | True 3-phase control; Built-in Modbus; Full starter & motor protection | INR | On Request |  |  | on request | Normal Stock Item | DIN Rail / Panel | IEC 60947-4-2 | Page 17
Soft Starters (Altistart/Altivar) | ATS01 Soft Starters | Altistart ATS01 | ATS01N222QN | ATS01 ATS01N222QN | ATS01 Soft Starter 7.5/11kW 22A 380-415V | 380-415V | 22A | - | Compact Enclosure | IP20 | True 3-phase control; Built-in Modbus; Full starter & motor protection | INR | On Request |  |  | on request | Normal Stock Item | DIN Rail / Panel | IEC 60947-4-2 | Page 17
Soft Starters (Altistart/Altivar) | ATS01 Soft Starters | Altistart ATS01 | ATS01N232QN | ATS01 ATS01N232QN | ATS01 Soft Starter 15kW 32A 380-415V | 380-415V | 32A | - | Compact Enclosure | IP20 | True 3-phase control; Built-in Modbus; Full starter & motor protection | INR | On Request |  |  | on request | Normal Stock Item | DIN Rail / Panel | IEC 60947-4-2 | Page 17
Soft Starters (Altistart/Altivar) | ATS130 Soft Starters | Altistart ATS130 | ATS130N2D38LT | ATS130 ATS130N2D38LT | ATS130 Soft Starter 18.5/22kW 38A 230-440V | 230-440V | 38A | - | Compact Enclosure | IP20 | True 3-phase control; Built-in Modbus; Full starter & motor protection | INR | On Request |  |  | on request | Normal Stock Item | DIN Rail / Panel | IEC 60947-4-2 | Page 17
Soft Starters (Altistart/Altivar) | ATS130 Soft Starters | Altistart ATS130 | ATS130N2D45LT | ATS130 ATS130N2D45LT | ATS130 Soft Starter 22kW 45A 230-440V | 230-440V | 45A | - | Compact Enclosure | IP20 | True 3-phase control; Built-in Modbus; Full starter & motor protection | INR | On Request |  |  | on request | Normal Stock Item | DIN Rail / Panel | IEC 60947-4-2 | Page 17
Soft Starters (Altistart/Altivar) | ATS130 Soft Starters | Altistart ATS130 | ATS130N2D65LT | ATS130 ATS130N2D65LT | ATS130 Soft Starter 30/37kW 65A 230-440V | 230-440V | 65A | - | Compact Enclosure | IP20 | True 3-phase control; Built-in Modbus; Full starter & motor protection | INR | On Request |  |  | on request | Normal Stock Item | DIN Rail / Panel | IEC 60947-4-2 | Page 17
Soft Starters (Altistart/Altivar) | ATS130 Soft Starters | Altistart ATS130 | ATS130N2D73LT | ATS130 ATS130N2D73LT | ATS130 Soft Starter 37/45kW 73A 230-440V | 230-440V | 73A | - | Compact Enclosure | IP20 | True 3-phase control; Built-in Modbus; Full starter & motor protection | INR | On Request |  |  | on request | Normal Stock Item | DIN Rail / Panel | IEC 60947-4-2 | Page 17
Soft Starters (Altistart/Altivar) | ATS130 Soft Starters | Altistart ATS130 | ATS130N2D80LT | ATS130 ATS130N2D80LT | ATS130 Soft Starter 45kW 80A 230-440V | 230-440V | 80A | - | Compact Enclosure | IP20 | True 3-phase control; Built-in Modbus; Full starter & motor protection | INR | On Request |  |  | on request | Normal Stock Item | DIN Rail / Panel | IEC 60947-4-2 | Page 17
Soft Starters (Altistart/Altivar) | ATS130 Soft Starters | Altistart ATS130 | ATS130N2C11LT | ATS130 ATS130N2C11LT | ATS130 Soft Starter 55kW 105A 230-440V | 230-440V | 105A | - | Compact Enclosure | IP20 | True 3-phase control; Built-in Modbus; Full starter & motor protection | INR | On Request |  |  | on request | Normal Stock Item | DIN Rail / Panel | IEC 60947-4-2 | Page 17
Soft Starters (Altistart/Altivar) | ATS22 Soft Starters | Altistart ATS22 | ATS22D17Q | ATS22 ATS22D17Q | ATS22 Soft Starter 7.5kW 17A 230-440V | 230-440V | 17A | - | Compact Enclosure | IP20 | True 3-phase control; Built-in Modbus; Full starter & motor protection | INR | On Request |  |  | on request | Normal Stock Item | DIN Rail / Panel | IEC 60947-4-2 | Page 17
Soft Starters (Altistart/Altivar) | ATS22 Soft Starters | Altistart ATS22 | ATS22D32Q | ATS22 ATS22D32Q | ATS22 Soft Starter 15kW 32A 230-440V | 230-440V | 32A | - | Compact Enclosure | IP20 | True 3-phase control; Built-in Modbus; Full starter & motor protection | INR | On Request |  |  | on request | Normal Stock Item | DIN Rail / Panel | IEC 60947-4-2 | Page 17
Soft Starters (Altistart/Altivar) | ATS22 Soft Starters | Altistart ATS22 | ATS22D47Q | ATS22 ATS22D47Q | ATS22 Soft Starter 22kW 47A 230-440V | 230-440V | 47A | - | Compact Enclosure | IP20 | True 3-phase control; Built-in Modbus; Full starter & motor protection | INR | On Request |  |  | on request | Normal Stock Item | DIN Rail / Panel | IEC 60947-4-2 | Page 17
Soft Starters (Altistart/Altivar) | ATS22 Soft Starters | Altistart ATS22 | ATS22D62Q | ATS22 ATS22D62Q | ATS22 Soft Starter 30kW 62A 230-440V | 230-440V | 62A | - | Compact Enclosure | IP20 | True 3-phase control; Built-in Modbus; Full starter & motor protection | INR | On Request |  |  | on request | Normal Stock Item | DIN Rail / Panel | IEC 60947-4-2 | Page 17
Soft Starters (Altistart/Altivar) | ATS22 Soft Starters | Altistart ATS22 | ATS22D75Q | ATS22 ATS22D75Q | ATS22 Soft Starter 37kW 75A 230-440V | 230-440V | 75A | - | Compact Enclosure | IP20 | True 3-phase control; Built-in Modbus; Full starter & motor protection | INR | On Request |  |  | on request | Normal Stock Item | DIN Rail / Panel | IEC 60947-4-2 | Page 17
Soft Starters (Altistart/Altivar) | ATS22 Soft Starters | Altistart ATS22 | ATS22D88Q | ATS22 ATS22D88Q | ATS22 Soft Starter 45kW 88A 230-440V | 230-440V | 88A | - | Compact Enclosure | IP20 | True 3-phase control; Built-in Modbus; Full starter & motor protection | INR | On Request |  |  | on request | Normal Stock Item | DIN Rail / Panel | IEC 60947-4-2 | Page 17
Soft Starters (Altistart/Altivar) | ATS22 Soft Starters | Altistart ATS22 | ATS22C11Q | ATS22 ATS22C11Q | ATS22 Soft Starter 55kW 110A 230-440V | 230-440V | 110A | - | Compact Enclosure | IP20 | True 3-phase control; Built-in Modbus; Full starter & motor protection | INR | On Request |  |  | on request | Normal Stock Item | DIN Rail / Panel | IEC 60947-4-2 | Page 17
Soft Starters (Altistart/Altivar) | ATS22 Soft Starters | Altistart ATS22 | ATS22C14Q | ATS22 ATS22C14Q | ATS22 Soft Starter 75kW 140A 230-440V | 230-440V | 140A | - | Compact Enclosure | IP20 | True 3-phase control; Built-in Modbus; Full starter & motor protection | INR | On Request |  |  | on request | Normal Stock Item | DIN Rail / Panel | IEC 60947-4-2 | Page 17
Soft Starters (Altistart/Altivar) | ATS22 Soft Starters | Altistart ATS22 | ATS22C17Q | ATS22 ATS22C17Q | ATS22 Soft Starter 90kW 170A 230-440V | 230-440V | 170A | - | Compact Enclosure | IP20 | True 3-phase control; Built-in Modbus; Full starter & motor protection | INR | On Request |  |  | on request | Normal Stock Item | DIN Rail / Panel | IEC 60947-4-2 | Page 17
Soft Starters (Altistart/Altivar) | ATS22 Soft Starters | Altistart ATS22 | ATS22C21Q | ATS22 ATS22C21Q | ATS22 Soft Starter 110kW 210A 230-440V | 230-440V | 210A | - | Compact Enclosure | IP20 | True 3-phase control; Built-in Modbus; Full starter & motor protection | INR | On Request |  |  | on request | Normal Stock Item | DIN Rail / Panel | IEC 60947-4-2 | Page 17
Soft Starters (Altistart/Altivar) | ATS22 Soft Starters | Altistart ATS22 | ATS22C25Q | ATS22 ATS22C25Q | ATS22 Soft Starter 132kW 250A 230-440V | 230-440V | 250A | - | Compact Enclosure | IP20 | True 3-phase control; Built-in Modbus; Full starter & motor protection | INR | On Request |  |  | on request | Normal Stock Item | DIN Rail / Panel | IEC 60947-4-2 | Page 17
Soft Starters (Altistart/Altivar) | ATS22 Soft Starters | Altistart ATS22 | ATS22C32Q | ATS22 ATS22C32Q | ATS22 Soft Starter 160kW 320A 230-440V | 230-440V | 320A | - | Compact Enclosure | IP20 | True 3-phase control; Built-in Modbus; Full starter & motor protection | INR | On Request |  |  | on request | Normal Stock Item | DIN Rail / Panel | IEC 60947-4-2 | Page 17
Soft Starters (Altistart/Altivar) | ATS22 Soft Starters | Altistart ATS22 | ATS22C41Q | ATS22 ATS22C41Q | ATS22 Soft Starter 220kW 410A 230-440V | 230-440V | 410A | - | Compact Enclosure | IP20 | True 3-phase control; Built-in Modbus; Full starter & motor protection | INR | On Request |  |  | on request | Normal Stock Item | DIN Rail / Panel | IEC 60947-4-2 | Page 17
Soft Starters (Altistart/Altivar) | ATS22 Soft Starters | Altistart ATS22 | ATS22C48Q | ATS22 ATS22C48Q | ATS22 Soft Starter 250kW 480A 230-440V | 230-440V | 480A | - | Compact Enclosure | IP20 | True 3-phase control; Built-in Modbus; Full starter & motor protection | INR | On Request |  |  | on request | Normal Stock Item | DIN Rail / Panel | IEC 60947-4-2 | Page 17
Soft Starters (Altistart/Altivar) | ATS22 Soft Starters | Altistart ATS22 | ATS22C59Q | ATS22 ATS22C59Q | ATS22 Soft Starter 315kW 590A 230-440V | 230-440V | 590A | - | Compact Enclosure | IP20 | True 3-phase control; Built-in Modbus; Full starter & motor protection | INR | On Request |  |  | on request | Normal Stock Item | DIN Rail / Panel | IEC 60947-4-2 | Page 17
Soft Starters (Altistart/Altivar) | ATS430 Advanced Soft Starters | Altivar ATS430 | ATS430D17S6 | ATS430 ATS430D17S6 | ATS430 Soft Starter 17A 4-7.5kW | 208-690V | 17A | - | Panel mount enclosure | IP00 / IP20 | Torque control original; Integrated bypass; Cybersecure IEC 62443; Modbus TCP / Ethernet IP | INR | On Request |  |  | on request | Normal Stock Item | Panel Mount | IEC 60947-4-2 | Page 19
Soft Starters (Altistart/Altivar) | ATS430 Advanced Soft Starters | Altivar ATS430 | ATS430D32S6 | ATS430 ATS430D32S6 | ATS430 Soft Starter 32A 15kW | 208-690V | 32A | - | Panel mount enclosure | IP00 / IP20 | Torque control original; Integrated bypass; Cybersecure IEC 62443; Modbus TCP / Ethernet IP | INR | On Request |  |  | on request | Normal Stock Item | Panel Mount | IEC 60947-4-2 | Page 19
Soft Starters (Altistart/Altivar) | ATS430 Advanced Soft Starters | Altivar ATS430 | ATS430D47S6 | ATS430 ATS430D47S6 | ATS430 Soft Starter 47A 22kW | 208-690V | 47A | - | Panel mount enclosure | IP00 / IP20 | Torque control original; Integrated bypass; Cybersecure IEC 62443; Modbus TCP / Ethernet IP | INR | On Request |  |  | on request | Normal Stock Item | Panel Mount | IEC 60947-4-2 | Page 19
Soft Starters (Altistart/Altivar) | ATS430 Advanced Soft Starters | Altivar ATS430 | ATS430D62S6 | ATS430 ATS430D62S6 | ATS430 Soft Starter 62A 30kW | 208-690V | 62A | - | Panel mount enclosure | IP00 / IP20 | Torque control original; Integrated bypass; Cybersecure IEC 62443; Modbus TCP / Ethernet IP | INR | On Request |  |  | on request | Normal Stock Item | Panel Mount | IEC 60947-4-2 | Page 19
Soft Starters (Altistart/Altivar) | ATS430 Advanced Soft Starters | Altivar ATS430 | ATS430D75S6 | ATS430 ATS430D75S6 | ATS430 Soft Starter 75A 37kW | 208-690V | 75A | - | Panel mount enclosure | IP00 / IP20 | Torque control original; Integrated bypass; Cybersecure IEC 62443; Modbus TCP / Ethernet IP | INR | On Request |  |  | on request | Normal Stock Item | Panel Mount | IEC 60947-4-2 | Page 19
Soft Starters (Altistart/Altivar) | ATS430 Advanced Soft Starters | Altivar ATS430 | ATS430D88S6 | ATS430 ATS430D88S6 | ATS430 Soft Starter 88A 45kW | 208-690V | 88A | - | Panel mount enclosure | IP00 / IP20 | Torque control original; Integrated bypass; Cybersecure IEC 62443; Modbus TCP / Ethernet IP | INR | On Request |  |  | on request | Normal Stock Item | Panel Mount | IEC 60947-4-2 | Page 19
Soft Starters (Altistart/Altivar) | ATS430 Advanced Soft Starters | Altivar ATS430 | ATS430C11S6 | ATS430 ATS430C11S6 | ATS430 Soft Starter 110A 55kW | 208-690V | 110A | - | Panel mount enclosure | IP00 / IP20 | Torque control original; Integrated bypass; Cybersecure IEC 62443; Modbus TCP / Ethernet IP | INR | On Request |  |  | on request | Normal Stock Item | Panel Mount | IEC 60947-4-2 | Page 19
Soft Starters (Altistart/Altivar) | ATS430 Advanced Soft Starters | Altivar ATS430 | ATS430C14S6 | ATS430 ATS430C14S6 | ATS430 Soft Starter 140A 75kW | 208-690V | 140A | - | Panel mount enclosure | IP00 / IP20 | Torque control original; Integrated bypass; Cybersecure IEC 62443; Modbus TCP / Ethernet IP | INR | On Request |  |  | on request | Normal Stock Item | Panel Mount | IEC 60947-4-2 | Page 19
Soft Starters (Altistart/Altivar) | ATS430 Advanced Soft Starters | Altivar ATS430 | ATS430C17S6 | ATS430 ATS430C17S6 | ATS430 Soft Starter 170A 90kW | 208-690V | 170A | - | Panel mount enclosure | IP00 / IP20 | Torque control original; Integrated bypass; Cybersecure IEC 62443; Modbus TCP / Ethernet IP | INR | On Request |  |  | on request | Normal Stock Item | Panel Mount | IEC 60947-4-2 | Page 19
Soft Starters (Altistart/Altivar) | ATS430 Advanced Soft Starters | Altivar ATS430 | ATS430C21S6 | ATS430 ATS430C21S6 | ATS430 Soft Starter 210A 110kW | 208-690V | 210A | - | Panel mount enclosure | IP00 / IP20 | Torque control original; Integrated bypass; Cybersecure IEC 62443; Modbus TCP / Ethernet IP | INR | On Request |  |  | on request | Normal Stock Item | Panel Mount | IEC 60947-4-2 | Page 19
Soft Starters (Altistart/Altivar) | ATS430 Advanced Soft Starters | Altivar ATS430 | ATS430C25S6 | ATS430 ATS430C25S6 | ATS430 Soft Starter 250A 132kW | 208-690V | 250A | - | Panel mount enclosure | IP00 / IP20 | Torque control original; Integrated bypass; Cybersecure IEC 62443; Modbus TCP / Ethernet IP | INR | On Request |  |  | on request | Normal Stock Item | Panel Mount | IEC 60947-4-2 | Page 19
Soft Starters (Altistart/Altivar) | ATS430 Advanced Soft Starters | Altivar ATS430 | ATS430C32S6 | ATS430 ATS430C32S6 | ATS430 Soft Starter 320A 160kW | 208-690V | 320A | - | Panel mount enclosure | IP00 / IP20 | Torque control original; Integrated bypass; Cybersecure IEC 62443; Modbus TCP / Ethernet IP | INR | On Request |  |  | on request | Normal Stock Item | Panel Mount | IEC 60947-4-2 | Page 19
Soft Starters (Altistart/Altivar) | ATS430 Advanced Soft Starters | Altivar ATS430 | ATS430C41S6 | ATS430 ATS430C41S6 | ATS430 Soft Starter 410A 220kW | 208-690V | 410A | - | Panel mount enclosure | IP00 / IP20 | Torque control original; Integrated bypass; Cybersecure IEC 62443; Modbus TCP / Ethernet IP | INR | On Request |  |  | on request | Normal Stock Item | Panel Mount | IEC 60947-4-2 | Page 19
Soft Starters (Altistart/Altivar) | ATS430 Advanced Soft Starters | Altivar ATS430 | ATS430C48S6 | ATS430 ATS430C48S6 | ATS430 Soft Starter 480A 250kW | 208-690V | 480A | - | Panel mount enclosure | IP00 / IP20 | Torque control original; Integrated bypass; Cybersecure IEC 62443; Modbus TCP / Ethernet IP | INR | On Request |  |  | on request | Normal Stock Item | Panel Mount | IEC 60947-4-2 | Page 19
Soft Starters (Altistart/Altivar) | ATS430 Advanced Soft Starters | Altivar ATS430 | ATS430C59S6 | ATS430 ATS430C59S6 | ATS430 Soft Starter 590A 315kW | 208-690V | 590A | - | Panel mount enclosure | IP00 / IP20 | Torque control original; Integrated bypass; Cybersecure IEC 62443; Modbus TCP / Ethernet IP | INR | On Request |  |  | on request | Normal Stock Item | Panel Mount | IEC 60947-4-2 | Page 19
Soft Starters (Altistart/Altivar) | ATS480 Advanced Soft Starters | Altivar ATS480 | ATS480D17Y | ATS480 ATS480D17Y | ATS480 Soft Starter 17A 7.5kW | 208-690V | 17A | - | Panel mount enclosure | IP00 / IP20 | Torque control original; Integrated bypass; Cybersecure IEC 62443; Modbus TCP / Ethernet IP | INR | On Request |  |  | on request | Normal Stock Item | Panel Mount | IEC 60947-4-2 | Page 23
Soft Starters (Altistart/Altivar) | ATS480 Advanced Soft Starters | Altivar ATS480 | ATS480D22Y | ATS480 ATS480D22Y | ATS480 Soft Starter 22A 11kW | 208-690V | 22A | - | Panel mount enclosure | IP00 / IP20 | Torque control original; Integrated bypass; Cybersecure IEC 62443; Modbus TCP / Ethernet IP | INR | On Request |  |  | on request | Normal Stock Item | Panel Mount | IEC 60947-4-2 | Page 23
Soft Starters (Altistart/Altivar) | ATS480 Advanced Soft Starters | Altivar ATS480 | ATS480D32Y | ATS480 ATS480D32Y | ATS480 Soft Starter 32A 15kW | 208-690V | 32A | - | Panel mount enclosure | IP00 / IP20 | Torque control original; Integrated bypass; Cybersecure IEC 62443; Modbus TCP / Ethernet IP | INR | On Request |  |  | on request | Normal Stock Item | Panel Mount | IEC 60947-4-2 | Page 23
Soft Starters (Altistart/Altivar) | ATS480 Advanced Soft Starters | Altivar ATS480 | ATS480D38Y | ATS480 ATS480D38Y | ATS480 Soft Starter 38A 18.5kW | 208-690V | 38A | - | Panel mount enclosure | IP00 / IP20 | Torque control original; Integrated bypass; Cybersecure IEC 62443; Modbus TCP / Ethernet IP | INR | On Request |  |  | on request | Normal Stock Item | Panel Mount | IEC 60947-4-2 | Page 23
Soft Starters (Altistart/Altivar) | ATS480 Advanced Soft Starters | Altivar ATS480 | ATS480D47Y | ATS480 ATS480D47Y | ATS480 Soft Starter 47A 22kW | 208-690V | 47A | - | Panel mount enclosure | IP00 / IP20 | Torque control original; Integrated bypass; Cybersecure IEC 62443; Modbus TCP / Ethernet IP | INR | On Request |  |  | on request | Normal Stock Item | Panel Mount | IEC 60947-4-2 | Page 23
Soft Starters (Altistart/Altivar) | ATS480 Advanced Soft Starters | Altivar ATS480 | ATS480D62Y | ATS480 ATS480D62Y | ATS480 Soft Starter 62A 30kW | 208-690V | 62A | - | Panel mount enclosure | IP00 / IP20 | Torque control original; Integrated bypass; Cybersecure IEC 62443; Modbus TCP / Ethernet IP | INR | On Request |  |  | on request | Normal Stock Item | Panel Mount | IEC 60947-4-2 | Page 23
Soft Starters (Altistart/Altivar) | ATS480 Advanced Soft Starters | Altivar ATS480 | ATS480D75Y | ATS480 ATS480D75Y | ATS480 Soft Starter 75A 37kW | 208-690V | 75A | - | Panel mount enclosure | IP00 / IP20 | Torque control original; Integrated bypass; Cybersecure IEC 62443; Modbus TCP / Ethernet IP | INR | On Request |  |  | on request | Normal Stock Item | Panel Mount | IEC 60947-4-2 | Page 23
Soft Starters (Altistart/Altivar) | ATS480 Advanced Soft Starters | Altivar ATS480 | ATS480D88Y | ATS480 ATS480D88Y | ATS480 Soft Starter 88A 45kW | 208-690V | 88A | - | Panel mount enclosure | IP00 / IP20 | Torque control original; Integrated bypass; Cybersecure IEC 62443; Modbus TCP / Ethernet IP | INR | On Request |  |  | on request | Normal Stock Item | Panel Mount | IEC 60947-4-2 | Page 23
Soft Starters (Altistart/Altivar) | ATS480 Advanced Soft Starters | Altivar ATS480 | ATS480C11Y | ATS480 ATS480C11Y | ATS480 Soft Starter 110A 55kW | 208-690V | 110A | - | Panel mount enclosure | IP00 / IP20 | Torque control original; Integrated bypass; Cybersecure IEC 62443; Modbus TCP / Ethernet IP | INR | On Request |  |  | on request | Normal Stock Item | Panel Mount | IEC 60947-4-2 | Page 23
Soft Starters (Altistart/Altivar) | ATS480 Advanced Soft Starters | Altivar ATS480 | ATS480C14Y | ATS480 ATS480C14Y | ATS480 Soft Starter 140A 75kW | 208-690V | 140A | - | Panel mount enclosure | IP00 / IP20 | Torque control original; Integrated bypass; Cybersecure IEC 62443; Modbus TCP / Ethernet IP | INR | On Request |  |  | on request | Normal Stock Item | Panel Mount | IEC 60947-4-2 | Page 23
Soft Starters (Altistart/Altivar) | ATS480 Advanced Soft Starters | Altivar ATS480 | ATS480C17Y | ATS480 ATS480C17Y | ATS480 Soft Starter 170A 90kW | 208-690V | 170A | - | Panel mount enclosure | IP00 / IP20 | Torque control original; Integrated bypass; Cybersecure IEC 62443; Modbus TCP / Ethernet IP | INR | On Request |  |  | on request | Normal Stock Item | Panel Mount | IEC 60947-4-2 | Page 23
Soft Starters (Altistart/Altivar) | ATS480 Advanced Soft Starters | Altivar ATS480 | ATS480C21Y | ATS480 ATS480C21Y | ATS480 Soft Starter 210A 110kW | 208-690V | 210A | - | Panel mount enclosure | IP00 / IP20 | Torque control original; Integrated bypass; Cybersecure IEC 62443; Modbus TCP / Ethernet IP | INR | On Request |  |  | on request | Normal Stock Item | Panel Mount | IEC 60947-4-2 | Page 23
Soft Starters (Altistart/Altivar) | ATS480 Advanced Soft Starters | Altivar ATS480 | ATS480C25Y | ATS480 ATS480C25Y | ATS480 Soft Starter 250A 132kW | 208-690V | 250A | - | Panel mount enclosure | IP00 / IP20 | Torque control original; Integrated bypass; Cybersecure IEC 62443; Modbus TCP / Ethernet IP | INR | On Request |  |  | on request | Normal Stock Item | Panel Mount | IEC 60947-4-2 | Page 23
Soft Starters (Altistart/Altivar) | ATS480 Advanced Soft Starters | Altivar ATS480 | ATS480C32Y | ATS480 ATS480C32Y | ATS480 Soft Starter 320A 160kW | 208-690V | 320A | - | Panel mount enclosure | IP00 / IP20 | Torque control original; Integrated bypass; Cybersecure IEC 62443; Modbus TCP / Ethernet IP | INR | On Request |  |  | on request | Normal Stock Item | Panel Mount | IEC 60947-4-2 | Page 23
Soft Starters (Altistart/Altivar) | ATS480 Advanced Soft Starters | Altivar ATS480 | ATS480C41Y | ATS480 ATS480C41Y | ATS480 Soft Starter 410A 220kW | 208-690V | 410A | - | Panel mount enclosure | IP00 / IP20 | Torque control original; Integrated bypass; Cybersecure IEC 62443; Modbus TCP / Ethernet IP | INR | On Request |  |  | on request | Normal Stock Item | Panel Mount | IEC 60947-4-2 | Page 23
Soft Starters (Altistart/Altivar) | ATS480 Advanced Soft Starters | Altivar ATS480 | ATS480C48Y | ATS480 ATS480C48Y | ATS480 Soft Starter 480A 250kW | 208-690V | 480A | - | Panel mount enclosure | IP00 / IP20 | Torque control original; Integrated bypass; Cybersecure IEC 62443; Modbus TCP / Ethernet IP | INR | On Request |  |  | on request | Normal Stock Item | Panel Mount | IEC 60947-4-2 | Page 23
Soft Starters (Altistart/Altivar) | ATS480 Advanced Soft Starters | Altivar ATS480 | ATS480C59Y | ATS480 ATS480C59Y | ATS480 Soft Starter 590A 315kW | 208-690V | 590A | - | Panel mount enclosure | IP00 / IP20 | Torque control original; Integrated bypass; Cybersecure IEC 62443; Modbus TCP / Ethernet IP | INR | On Request |  |  | on request | Normal Stock Item | Panel Mount | IEC 60947-4-2 | Page 23
Soft Starters (Altistart/Altivar) | ATS480 Advanced Soft Starters | Altivar ATS480 | ATS480C66Y | ATS480 ATS480C66Y | ATS480 Soft Starter 660A 355kW | 208-690V | 660A | - | Panel mount enclosure | IP00 / IP20 | Torque control original; Integrated bypass; Cybersecure IEC 62443; Modbus TCP / Ethernet IP | INR | On Request |  |  | on request | Normal Stock Item | Panel Mount | IEC 60947-4-2 | Page 23
Soft Starters (Altistart/Altivar) | ATS480 Advanced Soft Starters | Altivar ATS480 | ATS480C79Y | ATS480 ATS480C79Y | ATS480 Soft Starter 790A 400kW | 208-690V | 790A | - | Panel mount enclosure | IP00 / IP20 | Torque control original; Integrated bypass; Cybersecure IEC 62443; Modbus TCP / Ethernet IP | INR | On Request |  |  | on request | Normal Stock Item | Panel Mount | IEC 60947-4-2 | Page 23
Soft Starters (Altistart/Altivar) | ATS480 Advanced Soft Starters | Altivar ATS480 | ATS480M10Y | ATS480 ATS480M10Y | ATS480 Soft Starter 1000A 500kW | 208-690V | 1000A | - | Panel mount enclosure | IP00 / IP20 | Torque control original; Integrated bypass; Cybersecure IEC 62443; Modbus TCP / Ethernet IP | INR | On Request |  |  | on request | Normal Stock Item | Panel Mount | IEC 60947-4-2 | Page 23
Soft Starters (Altistart/Altivar) | ATS480 Advanced Soft Starters | Altivar ATS480 | ATS480M12Y | ATS480 ATS480M12Y | ATS480 Soft Starter 1200A 630-900kW | 208-690V | 1200A | - | Panel mount enclosure | IP00 / IP20 | Torque control original; Integrated bypass; Cybersecure IEC 62443; Modbus TCP / Ethernet IP | INR | On Request |  |  | on request | Normal Stock Item | Panel Mount | IEC 60947-4-2 | Page 23
Soft Starters (Altistart/Altivar) | ATS490 Advanced Soft Starters | Altivar ATS490 | ATS490D17Y | ATS490 ATS490D17Y | ATS490 Soft Starter 17A 7.5kW | 208-690V | 17A | - | Panel mount enclosure | IP00 / IP20 | Torque control original; Integrated bypass; Cybersecure IEC 62443; Modbus TCP / Ethernet IP | INR | On Request |  |  | on request | Normal Stock Item | Panel Mount | IEC 60947-4-2 | Page 25
Soft Starters (Altistart/Altivar) | ATS490 Advanced Soft Starters | Altivar ATS490 | ATS490D22Y | ATS490 ATS490D22Y | ATS490 Soft Starter 22A 11kW | 208-690V | 22A | - | Panel mount enclosure | IP00 / IP20 | Torque control original; Integrated bypass; Cybersecure IEC 62443; Modbus TCP / Ethernet IP | INR | On Request |  |  | on request | Normal Stock Item | Panel Mount | IEC 60947-4-2 | Page 25
Soft Starters (Altistart/Altivar) | ATS490 Advanced Soft Starters | Altivar ATS490 | ATS490D32Y | ATS490 ATS490D32Y | ATS490 Soft Starter 32A 15kW | 208-690V | 32A | - | Panel mount enclosure | IP00 / IP20 | Torque control original; Integrated bypass; Cybersecure IEC 62443; Modbus TCP / Ethernet IP | INR | On Request |  |  | on request | Normal Stock Item | Panel Mount | IEC 60947-4-2 | Page 25
Soft Starters (Altistart/Altivar) | ATS490 Advanced Soft Starters | Altivar ATS490 | ATS490D38Y | ATS490 ATS490D38Y | ATS490 Soft Starter 38A 18.5kW | 208-690V | 38A | - | Panel mount enclosure | IP00 / IP20 | Torque control original; Integrated bypass; Cybersecure IEC 62443; Modbus TCP / Ethernet IP | INR | On Request |  |  | on request | Normal Stock Item | Panel Mount | IEC 60947-4-2 | Page 25
Soft Starters (Altistart/Altivar) | ATS490 Advanced Soft Starters | Altivar ATS490 | ATS490D47Y | ATS490 ATS490D47Y | ATS490 Soft Starter 47A 22kW | 208-690V | 47A | - | Panel mount enclosure | IP00 / IP20 | Torque control original; Integrated bypass; Cybersecure IEC 62443; Modbus TCP / Ethernet IP | INR | On Request |  |  | on request | Normal Stock Item | Panel Mount | IEC 60947-4-2 | Page 25
Soft Starters (Altistart/Altivar) | ATS490 Advanced Soft Starters | Altivar ATS490 | ATS490D62Y | ATS490 ATS490D62Y | ATS490 Soft Starter 52A 30kW | 208-690V | 52A | - | Panel mount enclosure | IP00 / IP20 | Torque control original; Integrated bypass; Cybersecure IEC 62443; Modbus TCP / Ethernet IP | INR | On Request |  |  | on request | Normal Stock Item | Panel Mount | IEC 60947-4-2 | Page 25
Soft Starters (Altistart/Altivar) | ATS490 Advanced Soft Starters | Altivar ATS490 | ATS490D75Y | ATS490 ATS490D75Y | ATS490 Soft Starter 75A 37kW | 208-690V | 75A | - | Panel mount enclosure | IP00 / IP20 | Torque control original; Integrated bypass; Cybersecure IEC 62443; Modbus TCP / Ethernet IP | INR | On Request |  |  | on request | Normal Stock Item | Panel Mount | IEC 60947-4-2 | Page 25
Soft Starters (Altistart/Altivar) | ATS490 Advanced Soft Starters | Altivar ATS490 | ATS490D88Y | ATS490 ATS490D88Y | ATS490 Soft Starter 88A 45kW | 208-690V | 88A | - | Panel mount enclosure | IP00 / IP20 | Torque control original; Integrated bypass; Cybersecure IEC 62443; Modbus TCP / Ethernet IP | INR | On Request |  |  | on request | Normal Stock Item | Panel Mount | IEC 60947-4-2 | Page 25
Soft Starters (Altistart/Altivar) | ATS490 Advanced Soft Starters | Altivar ATS490 | ATS490C11Y | ATS490 ATS490C11Y | ATS490 Soft Starter 110A 55kW | 208-690V | 110A | - | Panel mount enclosure | IP00 / IP20 | Torque control original; Integrated bypass; Cybersecure IEC 62443; Modbus TCP / Ethernet IP | INR | On Request |  |  | on request | Normal Stock Item | Panel Mount | IEC 60947-4-2 | Page 25
Soft Starters (Altistart/Altivar) | ATS490 Advanced Soft Starters | Altivar ATS490 | ATS490C14Y | ATS490 ATS490C14Y | ATS490 Soft Starter 140A 75kW | 208-690V | 140A | - | Panel mount enclosure | IP00 / IP20 | Torque control original; Integrated bypass; Cybersecure IEC 62443; Modbus TCP / Ethernet IP | INR | On Request |  |  | on request | Normal Stock Item | Panel Mount | IEC 60947-4-2 | Page 25
Soft Starters (Altistart/Altivar) | ATS490 Advanced Soft Starters | Altivar ATS490 | ATS490C17Y | ATS490 ATS490C17Y | ATS490 Soft Starter 170A 90kW | 208-690V | 170A | - | Panel mount enclosure | IP00 / IP20 | Torque control original; Integrated bypass; Cybersecure IEC 62443; Modbus TCP / Ethernet IP | INR | On Request |  |  | on request | Normal Stock Item | Panel Mount | IEC 60947-4-2 | Page 25
Soft Starters (Altistart/Altivar) | ATS490 Advanced Soft Starters | Altivar ATS490 | ATS490C21Y | ATS490 ATS490C21Y | ATS490 Soft Starter 210A 110kW | 208-690V | 210A | - | Panel mount enclosure | IP00 / IP20 | Torque control original; Integrated bypass; Cybersecure IEC 62443; Modbus TCP / Ethernet IP | INR | On Request |  |  | on request | Normal Stock Item | Panel Mount | IEC 60947-4-2 | Page 25
Soft Starters (Altistart/Altivar) | ATS490 Advanced Soft Starters | Altivar ATS490 | ATS490C25Y | ATS490 ATS490C25Y | ATS490 Soft Starter 250A 132kW | 208-690V | 250A | - | Panel mount enclosure | IP00 / IP20 | Torque control original; Integrated bypass; Cybersecure IEC 62443; Modbus TCP / Ethernet IP | INR | On Request |  |  | on request | Normal Stock Item | Panel Mount | IEC 60947-4-2 | Page 25
Soft Starters (Altistart/Altivar) | ATS490 Advanced Soft Starters | Altivar ATS490 | ATS490C32Y | ATS490 ATS490C32Y | ATS490 Soft Starter 320A 160kW | 208-690V | 320A | - | Panel mount enclosure | IP00 / IP20 | Torque control original; Integrated bypass; Cybersecure IEC 62443; Modbus TCP / Ethernet IP | INR | On Request |  |  | on request | Normal Stock Item | Panel Mount | IEC 60947-4-2 | Page 25
Soft Starters (Altistart/Altivar) | ATS490 Advanced Soft Starters | Altivar ATS490 | ATS490C41Y | ATS490 ATS490C41Y | ATS490 Soft Starter 410A 220kW | 208-690V | 410A | - | Panel mount enclosure | IP00 / IP20 | Torque control original; Integrated bypass; Cybersecure IEC 62443; Modbus TCP / Ethernet IP | INR | On Request |  |  | on request | Normal Stock Item | Panel Mount | IEC 60947-4-2 | Page 25
Soft Starters (Altistart/Altivar) | ATS490 Advanced Soft Starters | Altivar ATS490 | ATS490C48Y | ATS490 ATS490C48Y | ATS490 Soft Starter 480A 250kW | 208-690V | 480A | - | Panel mount enclosure | IP00 / IP20 | Torque control original; Integrated bypass; Cybersecure IEC 62443; Modbus TCP / Ethernet IP | INR | On Request |  |  | on request | Normal Stock Item | Panel Mount | IEC 60947-4-2 | Page 25
Soft Starters (Altistart/Altivar) | ATS490 Advanced Soft Starters | Altivar ATS490 | ATS490C59Y | ATS490 ATS490C59Y | ATS490 Soft Starter 590A 315kW | 208-690V | 590A | - | Panel mount enclosure | IP00 / IP20 | Torque control original; Integrated bypass; Cybersecure IEC 62443; Modbus TCP / Ethernet IP | INR | On Request |  |  | on request | Normal Stock Item | Panel Mount | IEC 60947-4-2 | Page 25
Soft Starters (Altistart/Altivar) | ATS490 Advanced Soft Starters | Altivar ATS490 | ATS490C66Y | ATS490 ATS490C66Y | ATS490 Soft Starter 660A 355kW | 208-690V | 660A | - | Panel mount enclosure | IP00 / IP20 | Torque control original; Integrated bypass; Cybersecure IEC 62443; Modbus TCP / Ethernet IP | INR | On Request |  |  | on request | Normal Stock Item | Panel Mount | IEC 60947-4-2 | Page 25
Soft Starters (Altistart/Altivar) | ATS490 Advanced Soft Starters | Altivar ATS490 | ATS490C79Y | ATS490 ATS490C79Y | ATS490 Soft Starter 790A 400kW | 208-690V | 790A | - | Panel mount enclosure | IP00 / IP20 | Torque control original; Integrated bypass; Cybersecure IEC 62443; Modbus TCP / Ethernet IP | INR | On Request |  |  | on request | Normal Stock Item | Panel Mount | IEC 60947-4-2 | Page 25
Soft Starters (Altistart/Altivar) | ATS490 Advanced Soft Starters | Altivar ATS490 | ATS490M10Y | ATS490 ATS490M10Y | ATS490 Soft Starter 1000A 500kW | 208-690V | 1000A | - | Panel mount enclosure | IP00 / IP20 | Torque control original; Integrated bypass; Cybersecure IEC 62443; Modbus TCP / Ethernet IP | INR | On Request |  |  | on request | Normal Stock Item | Panel Mount | IEC 60947-4-2 | Page 25
Soft Starters (Altistart/Altivar) | ATS490 Advanced Soft Starters | Altivar ATS490 | ATS490M12Y | ATS490 ATS490M12Y | ATS490 Soft Starter 1200A 630-900kW | 208-690V | 1200A | - | Panel mount enclosure | IP00 / IP20 | Torque control original; Integrated bypass; Cybersecure IEC 62443; Modbus TCP / Ethernet IP | INR | On Request |  |  | on request | Normal Stock Item | Panel Mount | IEC 60947-4-2 | Page 25
Plug-in Relays (Harmony) | Interface Relays (RXG) | Harmony RXG | RXG11BD | RXG RXG11BD | 1CO 6 Pin Relay Standard cover lockable test button w/o LED 24V DC | 24V DC | 1 CO - 10 A | - | 16mm socket width | IP40 | Fast-on pin terminal; Optional lockable test button; 16mm socket width | INR | 690 |  |  | ok | Normal Stock Item | Socket on DIN rail | IEC 61810-1 | Page 27
Plug-in Relays (Harmony) | Interface Relays (RXG) | Harmony RXG | RXG11F7 | RXG RXG11F7 | 1CO 6 Pin Relay Standard cover lockable test button w/o LED 120V AC | 120V AC | 1 CO - 10 A | - | 16mm socket width | IP40 | Fast-on pin terminal; Optional lockable test button; 16mm socket width | INR | 911 |  |  | ok | Normal Stock Item | Socket on DIN rail | IEC 61810-1 | Page 27
Plug-in Relays (Harmony) | Interface Relays (RXG) | Harmony RXG | RXG11P7 | RXG RXG11P7 | 1CO 6 Pin Relay Standard cover lockable test button w/o LED 230V AC | 230V AC | 1 CO - 10 A | - | 16mm socket width | IP40 | Fast-on pin terminal; Optional lockable test button; 16mm socket width | INR | 859 |  |  | ok | Normal Stock Item | Socket on DIN rail | IEC 61810-1 | Page 27
Plug-in Relays (Harmony) | Interface Relays (RXG) | Harmony RXG | RXG12BD | RXG RXG12BD | 1CO 6 Pin Relay Standard cover lockable test button with LED 24V DC | 24V DC | 1 CO - 10 A | - | 16mm socket width | IP40 | Fast-on pin terminal; Optional lockable test button; 16mm socket width | INR | 779 |  |  | ok | Normal Stock Item | Socket on DIN rail | IEC 61810-1 | Page 27
Plug-in Relays (Harmony) | Interface Relays (RXG) | Harmony RXG | RXG12F7 | RXG RXG12F7 | 1CO 6 Pin Relay Standard cover lockable test button with LED 120V AC | 120V AC | 1 CO - 10 A | - | 16mm socket width | IP40 | Fast-on pin terminal; Optional lockable test button; 16mm socket width | INR | 934 |  |  | ok | Normal Stock Item | Socket on DIN rail | IEC 61810-1 | Page 27
Plug-in Relays (Harmony) | Interface Relays (RXG) | Harmony RXG | RXG12P7 | RXG RXG12P7 | 1CO 6 Pin Relay Standard cover lockable test button with LED 230V AC | 230V AC | 1 CO - 10 A | - | 16mm socket width | IP40 | Fast-on pin terminal; Optional lockable test button; 16mm socket width | INR | 934 |  |  | ok | Normal Stock Item | Socket on DIN rail | IEC 61810-1 | Page 27
Plug-in Relays (Harmony) | Interface Relays (RXG) | Harmony RXG | RXG21BD | RXG RXG21BD | 2CO 8 Pin Relay Standard cover lockable test button w/o LED 24V DC | 24V DC | 2 CO - 5 A | - | 16mm socket width | IP40 | Fast-on pin terminal; Optional lockable test button; 16mm socket width | INR | 778 |  |  | ok | Normal Stock Item | Socket on DIN rail | IEC 61810-1 | Page 27
Plug-in Relays (Harmony) | Interface Relays (RXG) | Harmony RXG | RXG21F7 | RXG RXG21F7 | 2CO 8 Pin Relay Standard cover lockable test button w/o LED 120V AC | 120V AC | 2 CO - 5 A | - | 16mm socket width | IP40 | Fast-on pin terminal; Optional lockable test button; 16mm socket width | INR | 944 |  |  | ok | Normal Stock Item | Socket on DIN rail | IEC 61810-1 | Page 27
Plug-in Relays (Harmony) | Interface Relays (RXG) | Harmony RXG | RXG21P7 | RXG RXG21P7 | 2CO 8 Pin Relay Standard cover lockable test button w/o LED 230V AC | 230V AC | 2 CO - 5 A | - | 16mm socket width | IP40 | Fast-on pin terminal; Optional lockable test button; 16mm socket width | INR | 926 |  |  | ok | Normal Stock Item | Socket on DIN rail | IEC 61810-1 | Page 27
Plug-in Relays (Harmony) | Interface Relays (RXG) | Harmony RXG | RXG22BD | RXG RXG22BD | 2CO 8 Pin Relay Standard cover lockable test button with LED 24V DC | 24V DC | 2 CO - 5 A | - | 16mm socket width | IP40 | Fast-on pin terminal; Optional lockable test button; 16mm socket width | INR | 865 |  |  | ok | Normal Stock Item | Socket on DIN rail | IEC 61810-1 | Page 27
Plug-in Relays (Harmony) | Interface Relays (RXG) | Harmony RXG | RXG22F7 | RXG RXG22F7 | 2CO 8 Pin Relay Standard cover lockable test button with LED 120V AC | 120V AC | 2 CO - 5 A | - | 16mm socket width | IP40 | Fast-on pin terminal; Optional lockable test button; 16mm socket width | INR | 1040 |  |  | ok | Normal Stock Item | Socket on DIN rail | IEC 61810-1 | Page 27
Plug-in Relays (Harmony) | Interface Relays (RXG) | Harmony RXG | RXG22P7 | RXG RXG22P7 | 2CO 8 Pin Relay Standard cover lockable test button with LED 230V AC | 230V AC | 2 CO - 5 A | - | 16mm socket width | IP40 | Fast-on pin terminal; Optional lockable test button; 16mm socket width | INR | 1040 |  |  | ok | Normal Stock Item | Socket on DIN rail | IEC 61810-1 | Page 27
Plug-in Relays (Harmony) | Interface Relays (RXG) | Harmony RXG | RGZE1S35M | RXG RGZE1S35M | Socket for Relay RXG1, screw clamp | - | Socket RXG1 | - | 16mm socket width | IP40 | Fast-on pin terminal; Optional lockable test button; 16mm socket width | INR | 427 |  |  | ok | Normal Stock Item | Socket on DIN rail | IEC 61810-1 | Page 27
Plug-in Relays (Harmony) | Interface Relays (RXG) | Harmony RXG | RGZE1S48M | RXG RGZE1S48M | Socket for Relay RXG2, screw clamp | - | Socket RXG2 | - | 16mm socket width | IP40 | Fast-on pin terminal; Optional lockable test button; 16mm socket width | INR | 472 |  |  | ok | Normal Stock Item | Socket on DIN rail | IEC 61810-1 | Page 27
Plug-in Relays (Harmony) | Interface Relays (RXG) | Harmony RXG | RXG16BD | RXG RXG16BD | 1CO 6 Pin Relay Standard (without Test button) with LED 24V DC | 24V DC | 1 CO - 10 A | - | 16mm socket width | IP40 | Fast-on pin terminal; Optional lockable test button; 16mm socket width | INR | 347 |  |  | ok | Normal Stock Item | Socket on DIN rail | IEC 61810-1 | Page 27
Plug-in Relays (Harmony) | Interface Relays (RXG) | Harmony RXG | RXG16P7 | RXG RXG16P7 | 1CO 6 Pin Relay Standard (without Test button) with LED 230V AC | 230V AC | 1 CO - 10 A | - | 16mm socket width | IP40 | Fast-on pin terminal; Optional lockable test button; 16mm socket width | INR | 415 |  |  | ok | Normal Stock Item | Socket on DIN rail | IEC 61810-1 | Page 27
Plug-in Relays (Harmony) | Interface Relays (RXG) | Harmony RXG | RXG18BD | RXG RXG18BD | 1CO 6 Pin Relay Standard (without Test button) w/o LED 24V DC | 24V DC | 1 CO - 10 A | - | 16mm socket width | IP40 | Fast-on pin terminal; Optional lockable test button; 16mm socket width | INR | 311 |  |  | ok | Normal Stock Item | Socket on DIN rail | IEC 61810-1 | Page 27
Plug-in Relays (Harmony) | Interface Relays (RXG) | Harmony RXG | RXG18P7 | RXG RXG18P7 | 1CO 6 Pin Relay Standard (without Test button) w/o LED 230V AC | 230V AC | 1 CO - 10 A | - | 16mm socket width | IP40 | Fast-on pin terminal; Optional lockable test button; 16mm socket width | INR | 374 |  |  | ok | Normal Stock Item | Socket on DIN rail | IEC 61810-1 | Page 27
Plug-in Relays (Harmony) | Interface Relays (RXG) | Harmony RXG | RGZE05E | RXG RGZE05E | Socket for Easy Harmony RXG1 | - | Socket RXG1 | - | 16mm socket width | IP40 | Fast-on pin terminal; Optional lockable test button; 16mm socket width | INR | 173 |  |  | ok | Normal Stock Item | Socket on DIN rail | IEC 61810-1 | Page 27
Plug-in Relays (Harmony) | Interface Relays (RXG) | Harmony RXG | RXG26BD | RXG RXG26BD | 2CO 8 Pin Relay Basic cover (without Test button) with LED 24V DC | 24V DC | 2 CO - 5 A | - | 16mm socket width | IP40 | Fast-on pin terminal; Optional lockable test button; 16mm socket width | INR | 415 |  |  | ok | Normal Stock Item | Socket on DIN rail | IEC 61810-1 | Page 27
Plug-in Relays (Harmony) | Interface Relays (RXG) | Harmony RXG | RXG26P7 | RXG RXG26P7 | 2CO 8 Pin Relay Basic cover (without Test button) with LED 230V AC | 230V AC | 2 CO - 5 A | - | 16mm socket width | IP40 | Fast-on pin terminal; Optional lockable test button; 16mm socket width | INR | 461 |  |  | ok | Normal Stock Item | Socket on DIN rail | IEC 61810-1 | Page 27
Plug-in Relays (Harmony) | Interface Relays (RXG) | Harmony RXG | RXG28BD | RXG RXG28BD | 2CO 8 Pin Relay Basic cover (without Test button) w/o LED 24V DC | 24V DC | 2 CO - 5 A | - | 16mm socket width | IP40 | Fast-on pin terminal; Optional lockable test button; 16mm socket width | INR | 374 |  |  | ok | Normal Stock Item | Socket on DIN rail | IEC 61810-1 | Page 27
Plug-in Relays (Harmony) | Interface Relays (RXG) | Harmony RXG | RXG28P7 | RXG RXG28P7 | 2CO 8 Pin Relay Basic cover (without Test button) w/o LED 230V AC | 230V AC | 2 CO - 5 A | - | 16mm socket width | IP40 | Fast-on pin terminal; Optional lockable test button; 16mm socket width | INR | 415 |  |  | ok | Normal Stock Item | Socket on DIN rail | IEC 61810-1 | Page 27
Plug-in Relays (Harmony) | Interface Relays (RXG) | Harmony RXG | RGZE08E | RXG RGZE08E | Socket for Easy Harmony RXG2 | - | Socket RXG2 | - | 16mm socket width | IP40 | Fast-on pin terminal; Optional lockable test button; 16mm socket width | INR | 191 |  |  | ok | Normal Stock Item | Socket on DIN rail | IEC 61810-1 | Page 27
Plug-in Relays (Harmony) | Miniature Relays (RXM) | Harmony RXM | RXM2LB1BD | RXM RXM2LB1BD | 2 CO 8 Pin relay w/o test button w/o LED 24V DC | 24V DC | 2 CO - 5 A | - | Compact plug-in | IP40 | Mechanical indicator; Power on LED; Socket for DIN rail / panel mounting | INR | 503 |  |  | ok | Normal Stock Item | Socket on DIN rail | IEC 61810-1 | Page 28
Plug-in Relays (Harmony) | Miniature Relays (RXM) | Harmony RXM | RXM2LB1B7 | RXM RXM2LB1B7 | 2 CO 8 Pin relay w/o test button w/o LED 24V AC | 24V AC | 2 CO - 5 A | - | Compact plug-in | IP40 | Mechanical indicator; Power on LED; Socket for DIN rail / panel mounting | INR | 526 |  |  | ok | Normal Stock Item | Socket on DIN rail | IEC 61810-1 | Page 28
Plug-in Relays (Harmony) | Miniature Relays (RXM) | Harmony RXM | RXM2LB1F7 | RXM RXM2LB1F7 | 2 CO 8 Pin relay w/o test button w/o LED 120V AC | 120V AC | 2 CO - 5 A | - | Compact plug-in | IP40 | Mechanical indicator; Power on LED; Socket for DIN rail / panel mounting | INR | 526 |  |  | ok | Normal Stock Item | Socket on DIN rail | IEC 61810-1 | Page 28
Plug-in Relays (Harmony) | Miniature Relays (RXM) | Harmony RXM | RXM2LB1P7 | RXM RXM2LB1P7 | 2 CO 8 Pin relay w/o test button w/o LED 230V AC | 230V AC | 2 CO - 5 A | - | Compact plug-in | IP40 | Mechanical indicator; Power on LED; Socket for DIN rail / panel mounting | INR | 515 |  |  | ok | Normal Stock Item | Socket on DIN rail | IEC 61810-1 | Page 28
Plug-in Relays (Harmony) | Miniature Relays (RXM) | Harmony RXM | RXM2LB2BD | RXM RXM2LB2BD | 2 CO 8 Pin relay w/o test button with LED 24V DC | 24V DC | 2 CO - 5 A | - | Compact plug-in | IP40 | Mechanical indicator; Power on LED; Socket for DIN rail / panel mounting | INR | 541 |  |  | ok | Normal Stock Item | Socket on DIN rail | IEC 61810-1 | Page 28
Plug-in Relays (Harmony) | Miniature Relays (RXM) | Harmony RXM | RXM2LB2ED | RXM RXM2LB2ED | 2 CO 8 Pin relay w/o test button with LED 48V DC | 48V DC | 2 CO - 5 A | - | Compact plug-in | IP40 | Mechanical indicator; Power on LED; Socket for DIN rail / panel mounting | INR | 581 |  |  | ok | Normal Stock Item | Socket on DIN rail | IEC 61810-1 | Page 28
Plug-in Relays (Harmony) | Miniature Relays (RXM) | Harmony RXM | RXM2LB2B7 | RXM RXM2LB2B7 | 2 CO 8 Pin relay w/o test button with LED 24V AC | 24V AC | 2 CO - 5 A | - | Compact plug-in | IP40 | Mechanical indicator; Power on LED; Socket for DIN rail / panel mounting | INR | 581 |  |  | ok | Normal Stock Item | Socket on DIN rail | IEC 61810-1 | Page 28
Plug-in Relays (Harmony) | Miniature Relays (RXM) | Harmony RXM | RXM2LB2F7 | RXM RXM2LB2F7 | 2 CO 8 Pin relay w/o test button with LED 120V AC | 120V AC | 2 CO - 5 A | - | Compact plug-in | IP40 | Mechanical indicator; Power on LED; Socket for DIN rail / panel mounting | INR | 581 |  |  | ok | Normal Stock Item | Socket on DIN rail | IEC 61810-1 | Page 28
Plug-in Relays (Harmony) | Miniature Relays (RXM) | Harmony RXM | RXM2LB2P7 | RXM RXM2LB2P7 | 2 CO 8 Pin relay w/o test button with LED 230V AC | 230V AC | 2 CO - 5 A | - | Compact plug-in | IP40 | Mechanical indicator; Power on LED; Socket for DIN rail / panel mounting | INR | 541 |  |  | ok | Normal Stock Item | Socket on DIN rail | IEC 61810-1 | Page 28
Plug-in Relays (Harmony) | Miniature Relays (RXM) | Harmony RXM | RXM4LB1JD | RXM RXM4LB1JD | 4 CO 14 Pin relay w/o test button w/o LED 12V DC | 12V DC | 4 CO - 3 A | - | Compact plug-in | IP40 | Mechanical indicator; Power on LED; Socket for DIN rail / panel mounting | INR | 712 |  |  | ok | Normal Stock Item | Socket on DIN rail | IEC 61810-1 | Page 28
Plug-in Relays (Harmony) | Miniature Relays (RXM) | Harmony RXM | RXM4LB1BD | RXM RXM4LB1BD | 4 CO 14 Pin relay w/o test button w/o LED 24V DC | 24V DC | 4 CO - 3 A | - | Compact plug-in | IP40 | Mechanical indicator; Power on LED; Socket for DIN rail / panel mounting | INR | 581 |  |  | ok | Normal Stock Item | Socket on DIN rail | IEC 61810-1 | Page 28
Plug-in Relays (Harmony) | Miniature Relays (RXM) | Harmony RXM | RXM4LB1B7 | RXM RXM4LB1B7 | 4 CO 14 Pin relay w/o test button w/o LED 24V AC | 24V AC | 4 CO - 3 A | - | Compact plug-in | IP40 | Mechanical indicator; Power on LED; Socket for DIN rail / panel mounting | INR | 639 |  |  | ok | Normal Stock Item | Socket on DIN rail | IEC 61810-1 | Page 28
Plug-in Relays (Harmony) | Miniature Relays (RXM) | Harmony RXM | RXM4LB1P7 | RXM RXM4LB1P7 | 4 CO 14 Pin relay w/o test button w/o LED 230V AC | 230V AC | 4 CO - 3 A | - | Compact plug-in | IP40 | Mechanical indicator; Power on LED; Socket for DIN rail / panel mounting | INR | 581 |  |  | ok | Normal Stock Item | Socket on DIN rail | IEC 61810-1 | Page 28
Plug-in Relays (Harmony) | Miniature Relays (RXM) | Harmony RXM | RXM4LB2JD | RXM RXM4LB2JD | 4 CO 14 Pin relay w/o test button with LED 12V DC | 12V DC | 4 CO - 3 A | - | Compact plug-in | IP40 | Mechanical indicator; Power on LED; Socket for DIN rail / panel mounting | INR | 655 |  |  | ok | Normal Stock Item | Socket on DIN rail | IEC 61810-1 | Page 28
Plug-in Relays (Harmony) | Miniature Relays (RXM) | Harmony RXM | RXM4LB2BD | RXM RXM4LB2BD | 4 CO 14 Pin relay w/o test button with LED 24V DC | 24V DC | 4 CO - 3 A | - | Compact plug-in | IP40 | Mechanical indicator; Power on LED; Socket for DIN rail / panel mounting | INR | 613 |  |  | ok | Normal Stock Item | Socket on DIN rail | IEC 61810-1 | Page 28
Plug-in Relays (Harmony) | Miniature Relays (RXM) | Harmony RXM | RXM4LB2ED | RXM RXM4LB2ED | 4 CO 14 Pin relay w/o test button with LED 48V DC | 48V DC | 4 CO - 3 A | - | Compact plug-in | IP40 | Mechanical indicator; Power on LED; Socket for DIN rail / panel mounting | INR | 655 |  |  | ok | Normal Stock Item | Socket on DIN rail | IEC 61810-1 | Page 28
Plug-in Relays (Harmony) | Miniature Relays (RXM) | Harmony RXM | RXM4LB2B7 | RXM RXM4LB2B7 | 4 CO 14 Pin relay w/o test button with LED 24V AC | 24V AC | 4 CO - 3 A | - | Compact plug-in | IP40 | Mechanical indicator; Power on LED; Socket for DIN rail / panel mounting | INR | 655 |  |  | ok | Normal Stock Item | Socket on DIN rail | IEC 61810-1 | Page 28
Plug-in Relays (Harmony) | Miniature Relays (RXM) | Harmony RXM | RXM4LB2F7 | RXM RXM4LB2F7 | 4 CO 14 Pin relay w/o test button with LED 120V AC | 120V AC | 4 CO - 3 A | - | Compact plug-in | IP40 | Mechanical indicator; Power on LED; Socket for DIN rail / panel mounting | INR | 655 |  |  | ok | Normal Stock Item | Socket on DIN rail | IEC 61810-1 | Page 28
Plug-in Relays (Harmony) | Miniature Relays (RXM) | Harmony RXM | RXM4LB2P7 | RXM RXM4LB2P7 | 4 CO 14 Pin relay w/o test button with LED 230V AC | 230V AC | 4 CO - 3 A | - | Compact plug-in | IP40 | Mechanical indicator; Power on LED; Socket for DIN rail / panel mounting | INR | 613 |  |  | ok | Normal Stock Item | Socket on DIN rail | IEC 61810-1 | Page 28
Plug-in Relays (Harmony) | Miniature Relays (RXM) | Harmony RXM | RXZE1M2C | RXM RXZE1M2C | Mixed screw clamp terminal for RXM2L range | - | Socket 2CO | - | Compact plug-in | IP40 | Mechanical indicator; Power on LED; Socket for DIN rail / panel mounting | INR | 255 |  |  | ok | Normal Stock Item | Socket on DIN rail | IEC 61810-1 | Page 28
Plug-in Relays (Harmony) | Miniature Relays (RXM) | Harmony RXM | RXZE1M4C | RXM RXZE1M4C | Mixed screw clamp terminal for RXM4L range | - | Socket 4CO | - | Compact plug-in | IP40 | Mechanical indicator; Power on LED; Socket for DIN rail / panel mounting | INR | 324 |  |  | ok | Normal Stock Item | Socket on DIN rail | IEC 61810-1 | Page 28
Plug-in Relays (Harmony) | Miniature Relays (RXM) | Harmony RXM | RXZ420 | RXM RXZ420 | Metal clamp for RXZE1M2C | - | Clamp | - | Compact plug-in | IP40 | Mechanical indicator; Power on LED; Socket for DIN rail / panel mounting | INR | 61 |  |  | ok | Normal Stock Item | Socket on DIN rail | IEC 61810-1 | Page 28
Plug-in Relays (Harmony) | Power Relays (RPM) | Harmony RPM | RPM12BD | RPM RPM12BD | 1 CO 15A Power Relay with LED 24V DC | 24V DC | 1 CO - 15 A | - | Power relay profile | IP40 | High breaking current 15A; LED status indication; Pluggable socket connection | INR | 1080 |  |  | ok | Normal Stock Item | Socket on DIN rail | IEC 61810-1 | Page 29
Plug-in Relays (Harmony) | Power Relays (RPM) | Harmony RPM | RPM22BD | RPM RPM22BD | 2 CO 15A Power Relay with LED 24V DC | 24V DC | 2 CO - 15 A | - | Power relay profile | IP40 | High breaking current 15A; LED status indication; Pluggable socket connection | INR | 1434 |  |  | ok | Normal Stock Item | Socket on DIN rail | IEC 61810-1 | Page 29
Plug-in Relays (Harmony) | Power Relays (RPM) | Harmony RPM | RPM22F7 | RPM RPM22F7 | 2 CO 15A Power Relay with LED 120V AC | 120V AC | 2 CO - 15 A | - | Power relay profile | IP40 | High breaking current 15A; LED status indication; Pluggable socket connection | INR | 1927 |  |  | ok | Normal Stock Item | Socket on DIN rail | IEC 61810-1 | Page 29
Plug-in Relays (Harmony) | Power Relays (RPM) | Harmony RPM | RPM22P7 | RPM RPM22P7 | 2 CO 15A Power Relay with LED 230V AC | 230V AC | 2 CO - 15 A | - | Power relay profile | IP40 | High breaking current 15A; LED status indication; Pluggable socket connection | INR | 1616 |  |  | ok | Normal Stock Item | Socket on DIN rail | IEC 61810-1 | Page 29
Plug-in Relays (Harmony) | Power Relays (RPM) | Harmony RPM | RPM32BD | RPM RPM32BD | 3 CO 15A Power Relay with LED 24V DC | 24V DC | 3 CO - 15 A | - | Power relay profile | IP40 | High breaking current 15A; LED status indication; Pluggable socket connection | INR | 1824 |  |  | ok | Normal Stock Item | Socket on DIN rail | IEC 61810-1 | Page 29
Plug-in Relays (Harmony) | Power Relays (RPM) | Harmony RPM | RPM32P7 | RPM RPM32P7 | 3 CO 15A Power Relay with LED 230V AC | 230V AC | 3 CO - 15 A | - | Power relay profile | IP40 | High breaking current 15A; LED status indication; Pluggable socket connection | INR | 1862 |  |  | ok | Normal Stock Item | Socket on DIN rail | IEC 61810-1 | Page 29
Plug-in Relays (Harmony) | Power Relays (RPM) | Harmony RPM | RPM42BD | RPM RPM42BD | 4 CO 15A Power Relay with LED 24V DC | 24V DC | 4 CO - 15 A | - | Power relay profile | IP40 | High breaking current 15A; LED status indication; Pluggable socket connection | INR | 1754 |  |  | ok | Normal Stock Item | Socket on DIN rail | IEC 61810-1 | Page 29
Plug-in Relays (Harmony) | Power Relays (RPM) | Harmony RPM | RPM42FD | RPM RPM42FD | 4 CO 15A Power Relay with LED 110V DC | 110V DC | 4 CO - 15 A | - | Power relay profile | IP40 | High breaking current 15A; LED status indication; Pluggable socket connection | INR | 1901 |  |  | ok | Normal Stock Item | Socket on DIN rail | IEC 61810-1 | Page 29
Plug-in Relays (Harmony) | Power Relays (RPM) | Harmony RPM | RPM42B7 | RPM RPM42B7 | 4 CO 15A Power Relay with LED 24V AC | 24V AC | 4 CO - 15 A | - | Power relay profile | IP40 | High breaking current 15A; LED status indication; Pluggable socket connection | INR | 1734 |  |  | ok | Normal Stock Item | Socket on DIN rail | IEC 61810-1 | Page 29
Plug-in Relays (Harmony) | Power Relays (RPM) | Harmony RPM | RPM42F7 | RPM RPM42F7 | 4 CO 15A Power Relay with LED 110V AC | 110V AC | 4 CO - 15 A | - | Power relay profile | IP40 | High breaking current 15A; LED status indication; Pluggable socket connection | INR | 1947 |  |  | ok | Normal Stock Item | Socket on DIN rail | IEC 61810-1 | Page 29
Plug-in Relays (Harmony) | Power Relays (RPM) | Harmony RPM | RPM42P7 | RPM RPM42P7 | 4 CO 15A Power Relay with LED 230V AC | 230V AC | 4 CO - 15 A | - | Power relay profile | IP40 | High breaking current 15A; LED status indication; Pluggable socket connection | INR | 1723 |  |  | ok | Normal Stock Item | Socket on DIN rail | IEC 61810-1 | Page 29
Plug-in Relays (Harmony) | Power Relays (RPM) | Harmony RPM | RPZF1 | RPM RPZF1 | Mixed Screw Clamp socket for RPM1 | - | Socket 1CO | - | Power relay profile | IP40 | High breaking current 15A; LED status indication; Pluggable socket connection | INR | 694 |  |  | ok | Normal Stock Item | Socket on DIN rail | IEC 61810-1 | Page 29
Plug-in Relays (Harmony) | Power Relays (RPM) | Harmony RPM | RPZF2 | RPM RPZF2 | Mixed Screw Clamp socket for RPM2 | - | Socket 2CO | - | Power relay profile | IP40 | High breaking current 15A; LED status indication; Pluggable socket connection | INR | 698 |  |  | ok | Normal Stock Item | Socket on DIN rail | IEC 61810-1 | Page 29
Plug-in Relays (Harmony) | Power Relays (RPM) | Harmony RPM | RPZF3 | RPM RPZF3 | Mixed Screw Clamp socket for RPM3 | - | Socket 3CO | - | Power relay profile | IP40 | High breaking current 15A; LED status indication; Pluggable socket connection | INR | 1232 |  |  | ok | Normal Stock Item | Socket on DIN rail | IEC 61810-1 | Page 29
Plug-in Relays (Harmony) | Power Relays (RPM) | Harmony RPM | RPZF4 | RPM RPZF4 | Mixed Screw Clamp socket for RPM4 | - | Socket 4CO | - | Power relay profile | IP40 | High breaking current 15A; LED status indication; Pluggable socket connection | INR | 1191 |  |  | ok | Normal Stock Item | Socket on DIN rail | IEC 61810-1 | Page 29
Plug-in Relays (Harmony) | Power Relays (RPM) | Harmony RPM | RPZR235 | RPM RPZR235 | Metal maintaining clamp for relay socket RPZF1 | - | Clamp | - | Power relay profile | IP40 | High breaking current 15A; LED status indication; Pluggable socket connection | INR | 186 |  |  | ok | Normal Stock Item | Socket on DIN rail | IEC 61810-1 | Page 29
Timing & Control Relays (Harmony) | Electronic Timers and Monitoring Relays | Harmony Timers & Monitoring | RE10RMMU | Relay RE10RMMU | MultiFunction Timer 24V DC, 24-240V AC 1s-100h 1 CO | 24V DC / 24-240V AC | - | - | 17.5mm / 22.5mm DIN rail | IP20 terminal / IP50 housing | Multi-voltage input; Wide timing range; High reliability electronic control | INR | 2602 |  |  | ok | Normal Stock Item | DIN Rail 35mm | IEC 61812-1, IEC 60255-1 | Page 31
Timing & Control Relays (Harmony) | Electronic Timers and Monitoring Relays | Harmony Timers & Monitoring | RE17LAMW | Relay RE17LAMW | On Delay Timer 24-240V AC/DC 0.1s-100h 1 CO SS | 24-240V AC/DC | - | - | 17.5mm / 22.5mm DIN rail | IP20 terminal / IP50 housing | Multi-voltage input; Wide timing range; High reliability electronic control | INR | 3394 |  |  | ok | Normal Stock Item | DIN Rail 35mm | IEC 61812-1, IEC 60255-1 | Page 31
Timing & Control Relays (Harmony) | Electronic Timers and Monitoring Relays | Harmony Timers & Monitoring | RE17LCBM | Relay RE17LCBM | Off Delay Timer 24-240V AC 1s-100h 1 CO SS | 24-240V AC | - | - | 17.5mm / 22.5mm DIN rail | IP20 terminal / IP50 housing | Multi-voltage input; Wide timing range; High reliability electronic control | INR | 3969 |  |  | ok | Normal Stock Item | DIN Rail 35mm | IEC 61812-1, IEC 60255-1 | Page 31
Timing & Control Relays (Harmony) | Electronic Timers and Monitoring Relays | Harmony Timers & Monitoring | RE17RAMU | Relay RE17RAMU | On Delay Timer 24V DC / 24-240V AC 1s-100h 1 CO | 24V DC / 24-240V AC | - | - | 17.5mm / 22.5mm DIN rail | IP20 terminal / IP50 housing | Multi-voltage input; Wide timing range; High reliability electronic control | INR | 3184 |  |  | ok | Normal Stock Item | DIN Rail 35mm | IEC 61812-1, IEC 60255-1 | Page 31
Timing & Control Relays (Harmony) | Electronic Timers and Monitoring Relays | Harmony Timers & Monitoring | RE17RMMU | Relay RE17RMMU | Multifunction Timer 24V DC / 24-240V AC 1s-100h 1 CO | 24V DC / 24-240V AC | - | - | 17.5mm / 22.5mm DIN rail | IP20 terminal / IP50 housing | Multi-voltage input; Wide timing range; High reliability electronic control | INR | 4093 |  |  | ok | Normal Stock Item | DIN Rail 35mm | IEC 61812-1, IEC 60255-1 | Page 31
Timing & Control Relays (Harmony) | Electronic Timers and Monitoring Relays | Harmony Timers & Monitoring | RE17RMMW | Relay RE17RMMW | Multifunction Timer 12-240V AC/DC 0.1s-100h 1 CO | 12-240V AC/DC | - | - | 17.5mm / 22.5mm DIN rail | IP20 terminal / IP50 housing | Multi-voltage input; Wide timing range; High reliability electronic control | INR | 4559 |  |  | ok | Normal Stock Item | DIN Rail 35mm | IEC 61812-1, IEC 60255-1 | Page 31
Timing & Control Relays (Harmony) | Electronic Timers and Monitoring Relays | Harmony Timers & Monitoring | RE22R1AMR | Relay RE22R1AMR | On Delay Timer 24-240V AC/DC 0.05s-300h 1 CO | 24-240V AC/DC | - | - | 17.5mm / 22.5mm DIN rail | IP20 terminal / IP50 housing | Multi-voltage input; Wide timing range; High reliability electronic control | INR | 5873 |  |  | ok | Normal Stock Item | DIN Rail 35mm | IEC 61812-1, IEC 60255-1 | Page 31
Timing & Control Relays (Harmony) | Electronic Timers and Monitoring Relays | Harmony Timers & Monitoring | RE22R1CMR | Relay RE22R1CMR | Off Delay Timer 24-240V AC/DC 0.05s-300h 1 CO | 24-240V AC/DC | - | - | 17.5mm / 22.5mm DIN rail | IP20 terminal / IP50 housing | Multi-voltage input; Wide timing range; High reliability electronic control | INR | 11161 |  |  | ok | Normal Stock Item | DIN Rail 35mm | IEC 61812-1, IEC 60255-1 | Page 31
Timing & Control Relays (Harmony) | Electronic Timers and Monitoring Relays | Harmony Timers & Monitoring | RE22R1MYMR | Relay RE22R1MYMR | Multifunction Timer 24-240V AC/DC 0.05s-300h 1 CO | 24-240V AC/DC | - | - | 17.5mm / 22.5mm DIN rail | IP20 terminal / IP50 housing | Multi-voltage input; Wide timing range; High reliability electronic control | INR | 8984 |  |  | ok | Normal Stock Item | DIN Rail 35mm | IEC 61812-1, IEC 60255-1 | Page 31
Timing & Control Relays (Harmony) | Electronic Timers and Monitoring Relays | Harmony Timers & Monitoring | RE22R2AMR | Relay RE22R2AMR | On Delay Timer 24-240V AC/DC 0.05s-300h 2 CO | 24-240V AC/DC | - | - | 17.5mm / 22.5mm DIN rail | IP20 terminal / IP50 housing | Multi-voltage input; Wide timing range; High reliability electronic control | INR | 11276 |  |  | ok | Normal Stock Item | DIN Rail 35mm | IEC 61812-1, IEC 60255-1 | Page 31
Timing & Control Relays (Harmony) | Electronic Timers and Monitoring Relays | Harmony Timers & Monitoring | RE22R2MYMR | Relay RE22R2MYMR | Multifunction Timer 24-240V AC/DC 0.05s-300h 2 CO | 24-240V AC/DC | - | - | 17.5mm / 22.5mm DIN rail | IP20 terminal / IP50 housing | Multi-voltage input; Wide timing range; High reliability electronic control | INR | 18103 |  |  | ok | Normal Stock Item | DIN Rail 35mm | IEC 61812-1, IEC 60255-1 | Page 31
Timing & Control Relays (Harmony) | Electronic Timers and Monitoring Relays | Harmony Timers & Monitoring | RM10TE00 | Relay RM10TE00 | 3 Phase Multifunction Control Relay 208-480V AC 1 CO | 208-480V AC | - | - | 17.5mm / 22.5mm DIN rail | IP20 terminal / IP50 housing | Multi-voltage input; Wide timing range; High reliability electronic control | INR | 3821 |  |  | ok | Normal Stock Item | DIN Rail 35mm | IEC 61812-1, IEC 60255-1 | Page 31
Timing & Control Relays (Harmony) | Electronic Timers and Monitoring Relays | Harmony Timers & Monitoring | RM17TG00 | Relay RM17TG00 | 3 Phase loss / Phase sequence Control Relay 208-480V AC 1 CO | 208-480V AC | - | - | 17.5mm / 22.5mm DIN rail | IP20 terminal / IP50 housing | Multi-voltage input; Wide timing range; High reliability electronic control | INR | 16985 |  |  | ok | Normal Stock Item | DIN Rail 35mm | IEC 61812-1, IEC 60255-1 | Page 31
Timing & Control Relays (Harmony) | Electronic Timers and Monitoring Relays | Harmony Timers & Monitoring | RM17TG20 | Relay RM17TG20 | 3 Phase loss / Phase sequence Control Relay 208-440V AC 2 CO | 208-440V AC | - | - | 17.5mm / 22.5mm DIN rail | IP20 terminal / IP50 housing | Multi-voltage input; Wide timing range; High reliability electronic control | INR | 4540 |  |  | ok | Normal Stock Item | DIN Rail 35mm | IEC 61812-1, IEC 60255-1 | Page 31
Timing & Control Relays (Harmony) | Electronic Timers and Monitoring Relays | Harmony Timers & Monitoring | RM17TU00 | Relay RM17TU00 | Phase Sequence, Loss, Undervoltage Relay 208-480V AC 1 CO | 208-480V AC | - | - | 17.5mm / 22.5mm DIN rail | IP20 terminal / IP50 housing | Multi-voltage input; Wide timing range; High reliability electronic control | INR | 9128 |  |  | ok | Normal Stock Item | DIN Rail 35mm | IEC 61812-1, IEC 60255-1 | Page 31
Timing & Control Relays (Harmony) | Electronic Timers and Monitoring Relays | Harmony Timers & Monitoring | RM17TA00 | Relay RM17TA00 | Phase Sequence, Loss, Asymmetry Relay 208-480V AC 1 CO | 208-480V AC | - | - | 17.5mm / 22.5mm DIN rail | IP20 terminal / IP50 housing | Multi-voltage input; Wide timing range; High reliability electronic control | INR | 11154 |  |  | ok | Normal Stock Item | DIN Rail 35mm | IEC 61812-1, IEC 60255-1 | Page 31
Timing & Control Relays (Harmony) | Electronic Timers and Monitoring Relays | Harmony Timers & Monitoring | RM17TE00 | Relay RM17TE00 | Multifunction 3 Phase Control Relay 208-480V AC 1 CO | 208-480V AC | - | - | 17.5mm / 22.5mm DIN rail | IP20 terminal / IP50 housing | Multi-voltage input; Wide timing range; High reliability electronic control | INR | 29117 |  |  | ok | Normal Stock Item | DIN Rail 35mm | IEC 61812-1, IEC 60255-1 | Page 31
Timing & Control Relays (Harmony) | Electronic Timers and Monitoring Relays | Harmony Timers & Monitoring | RM22TG20 | Relay RM22TG20 | Phase loss / Phase sequence Relay 208-480V AC 2 CO | 208-480V AC | - | - | 17.5mm / 22.5mm DIN rail | IP20 terminal / IP50 housing | Multi-voltage input; Wide timing range; High reliability electronic control | INR | 6908 |  |  | ok | Normal Stock Item | DIN Rail 35mm | IEC 61812-1, IEC 60255-1 | Page 31
Timing & Control Relays (Harmony) | Electronic Timers and Monitoring Relays | Harmony Timers & Monitoring | RM22TU23 | Relay RM22TU23 | Phase Sequence, Loss, Undervoltage Relay 208-480V AC 2 CO | 208-480V AC | - | - | 17.5mm / 22.5mm DIN rail | IP20 terminal / IP50 housing | Multi-voltage input; Wide timing range; High reliability electronic control | INR | 9147 |  |  | ok | Normal Stock Item | DIN Rail 35mm | IEC 61812-1, IEC 60255-1 | Page 31
Timing & Control Relays (Harmony) | Electronic Timers and Monitoring Relays | Harmony Timers & Monitoring | RM22UA32MR | Relay RM22UA32MR | Under or Overvoltage Relay 24-240V AC 1-100V AC/DC 2 CO | 24-240V AC | - | - | 17.5mm / 22.5mm DIN rail | IP20 terminal / IP50 housing | Multi-voltage input; Wide timing range; High reliability electronic control | INR | 13968 |  |  | ok | Normal Stock Item | DIN Rail 35mm | IEC 61812-1, IEC 60255-1 | Page 31
Timing & Control Relays (Harmony) | Electronic Timers and Monitoring Relays | Harmony Timers & Monitoring | RM22JA31MR | Relay RM22JA31MR | Under or Overcurrent Relay 24-240V AC 4mA-1A 2 CO | 24-240V AC | - | - | 17.5mm / 22.5mm DIN rail | IP20 terminal / IP50 housing | Multi-voltage input; Wide timing range; High reliability electronic control | INR | 13043 |  |  | ok | Normal Stock Item | DIN Rail 35mm | IEC 61812-1, IEC 60255-1 | Page 31
Timing & Control Relays (Harmony) | Electronic Timers and Monitoring Relays | Harmony Timers & Monitoring | RM22LG11MR | Relay RM22LG11MR | Liquid Level Control Relay 24-240V AC 4k-100k ohm 1 CO | 24-240V AC | - | - | 17.5mm / 22.5mm DIN rail | IP20 terminal / IP50 housing | Multi-voltage input; Wide timing range; High reliability electronic control | INR | 6975 |  |  | ok | Normal Stock Item | DIN Rail 35mm | IEC 61812-1, IEC 60255-1 | Page 31
Timing & Control Relays (Harmony) | Electronic Timers and Monitoring Relays | Harmony Timers & Monitoring | RM10TG00N | Relay RM10TG00N | Basic 3 Phase Phase Sequence & Loss Relay 208-480V AC 1 CO | 208-480V AC | - | - | 17.5mm / 22.5mm DIN rail | IP20 terminal / IP50 housing | Multi-voltage input; Wide timing range; High reliability electronic control | INR | 2071 |  |  | ok | Normal Stock Item | DIN Rail 35mm | IEC 61812-1, IEC 60255-1 | Page 31
Timing & Control Relays (Harmony) | Electronic Timers and Monitoring Relays | Harmony Timers & Monitoring | RM10TA00N | Relay RM10TA00N | Standard 3 Phase Sequence, Loss & Imbalance Relay 208-480V AC | 208-480V AC | - | - | 17.5mm / 22.5mm DIN rail | IP20 terminal / IP50 housing | Multi-voltage input; Wide timing range; High reliability electronic control | INR | 2507 |  |  | ok | Normal Stock Item | DIN Rail 35mm | IEC 61812-1, IEC 60255-1 | Page 31
Timing & Control Relays (Harmony) | Electronic Timers and Monitoring Relays | Harmony Timers & Monitoring | RM10TE00N | Relay RM10TE00N | Advanced 3 Phase Sequence, Loss, Over/Under Voltage Relay | 208-480V AC | - | - | 17.5mm / 22.5mm DIN rail | IP20 terminal / IP50 housing | Multi-voltage input; Wide timing range; High reliability electronic control | INR | 2834 |  |  | ok | Normal Stock Item | DIN Rail 35mm | IEC 61812-1, IEC 60255-1 | Page 31
Timing & Control Relays (Harmony) | Electronic Timers and Monitoring Relays | Harmony Timers & Monitoring | RE10RAMUN | Relay RE10RAMUN | Single function ON delay Timer Relay 24-240V AC/DC 1 CO 5A | 24-240V AC/DC | - | - | 17.5mm / 22.5mm DIN rail | IP20 terminal / IP50 housing | Multi-voltage input; Wide timing range; High reliability electronic control | INR | 1417 |  |  | ok | Normal Stock Item | DIN Rail 35mm | IEC 61812-1, IEC 60255-1 | Page 31
Timing & Control Relays (Harmony) | Electronic Timers and Monitoring Relays | Harmony Timers & Monitoring | RE10RCMUN | Relay RE10RCMUN | Single function OFF delay Timer Relay 24-240V AC/DC 1 CO 5A | 24-240V AC/DC | - | - | 17.5mm / 22.5mm DIN rail | IP20 terminal / IP50 housing | Multi-voltage input; Wide timing range; High reliability electronic control | INR | 1744 |  |  | ok | Normal Stock Item | DIN Rail 35mm | IEC 61812-1, IEC 60255-1 | Page 31
Timing & Control Relays (Harmony) | Electronic Timers and Monitoring Relays | Harmony Timers & Monitoring | RE10RQM7N | Relay RE10RQM7N | Single function Star-delta Timer Relay 240V AC 1 CO 5A | 240V AC | - | - | 17.5mm / 22.5mm DIN rail | IP20 terminal / IP50 housing | Multi-voltage input; Wide timing range; High reliability electronic control | INR | 1526 |  |  | ok | Normal Stock Item | DIN Rail 35mm | IEC 61812-1, IEC 60255-1 | Page 31
Pushbuttons & Signaling (Harmony) | Monolithic Pilot Lights (XA2) | Easy Harmony XA2 | XA2EVB1LC | XA2 White 24V AC/DC | Easy Harmony XA2 Monolithic Pilot Light White 24V AC/DC | 24V AC/DC | - | - | Ø 22mm cutout | IP65 | Integral LED; Low power consumption; Long operational life; IP65 rating | INR | 247 |  |  | ok | Normal Stock Item | Front panel 22mm | IEC 60947-5-1 | Page 36
Pushbuttons & Signaling (Harmony) | Monolithic Pilot Lights (XA2) | Easy Harmony XA2 | XA2EVB3LC | XA2 Green 24V AC/DC | Easy Harmony XA2 Monolithic Pilot Light Green 24V AC/DC | 24V AC/DC | - | - | Ø 22mm cutout | IP65 | Integral LED; Low power consumption; Long operational life; IP65 rating | INR | 220 |  |  | ok | Normal Stock Item | Front panel 22mm | IEC 60947-5-1 | Page 36
Pushbuttons & Signaling (Harmony) | Monolithic Pilot Lights (XA2) | Easy Harmony XA2 | XA2EVB4LC | XA2 Red 24V AC/DC | Easy Harmony XA2 Monolithic Pilot Light Red 24V AC/DC | 24V AC/DC | - | - | Ø 22mm cutout | IP65 | Integral LED; Low power consumption; Long operational life; IP65 rating | INR | 220 |  |  | ok | Normal Stock Item | Front panel 22mm | IEC 60947-5-1 | Page 36
Pushbuttons & Signaling (Harmony) | Monolithic Pilot Lights (XA2) | Easy Harmony XA2 | XA2EVB5LC | XA2 Amber 24V AC/DC | Easy Harmony XA2 Monolithic Pilot Light Amber 24V AC/DC | 24V AC/DC | - | - | Ø 22mm cutout | IP65 | Integral LED; Low power consumption; Long operational life; IP65 rating | INR | 220 |  |  | ok | Normal Stock Item | Front panel 22mm | IEC 60947-5-1 | Page 36
Pushbuttons & Signaling (Harmony) | Monolithic Pilot Lights (XA2) | Easy Harmony XA2 | XA2EVB6LC | XA2 Blue 24V AC/DC | Easy Harmony XA2 Monolithic Pilot Light Blue 24V AC/DC | 24V AC/DC | - | - | Ø 22mm cutout | IP65 | Integral LED; Low power consumption; Long operational life; IP65 rating | INR | 327 |  |  | ok | Normal Stock Item | Front panel 22mm | IEC 60947-5-1 | Page 36
Pushbuttons & Signaling (Harmony) | Monolithic Pilot Lights (XA2) | Easy Harmony XA2 | XA2EVB8LC | XA2 Yellow 24V AC/DC | Easy Harmony XA2 Monolithic Pilot Light Yellow 24V AC/DC | 24V AC/DC | - | - | Ø 22mm cutout | IP65 | Integral LED; Low power consumption; Long operational life; IP65 rating | INR | 220 |  |  | ok | Normal Stock Item | Front panel 22mm | IEC 60947-5-1 | Page 36
Pushbuttons & Signaling (Harmony) | Monolithic Pilot Lights (XA2) | Easy Harmony XA2 | XA2EVF1LC | XA2 White 110V AC/DC | Easy Harmony XA2 Monolithic Pilot Light White 110V AC/DC | 110V AC/DC | - | - | Ø 22mm cutout | IP65 | Integral LED; Low power consumption; Long operational life; IP65 rating | INR | 256 |  |  | ok | Normal Stock Item | Front panel 22mm | IEC 60947-5-1 | Page 36
Pushbuttons & Signaling (Harmony) | Monolithic Pilot Lights (XA2) | Easy Harmony XA2 | XA2EVF3LC | XA2 Green 110V AC/DC | Easy Harmony XA2 Monolithic Pilot Light Green 110V AC/DC | 110V AC/DC | - | - | Ø 22mm cutout | IP65 | Integral LED; Low power consumption; Long operational life; IP65 rating | INR | 220 |  |  | ok | Normal Stock Item | Front panel 22mm | IEC 60947-5-1 | Page 36
Pushbuttons & Signaling (Harmony) | Monolithic Pilot Lights (XA2) | Easy Harmony XA2 | XA2EVF4LC | XA2 Red 110V AC/DC | Easy Harmony XA2 Monolithic Pilot Light Red 110V AC/DC | 110V AC/DC | - | - | Ø 22mm cutout | IP65 | Integral LED; Low power consumption; Long operational life; IP65 rating | INR | 220 |  |  | ok | Normal Stock Item | Front panel 22mm | IEC 60947-5-1 | Page 36
Pushbuttons & Signaling (Harmony) | Monolithic Pilot Lights (XA2) | Easy Harmony XA2 | XA2EVF6LC | XA2 Blue 110V AC/DC | Easy Harmony XA2 Monolithic Pilot Light Blue 110V AC/DC | 110V AC/DC | - | - | Ø 22mm cutout | IP65 | Integral LED; Low power consumption; Long operational life; IP65 rating | INR | 362 |  |  | ok | Normal Stock Item | Front panel 22mm | IEC 60947-5-1 | Page 36
Pushbuttons & Signaling (Harmony) | Monolithic Pilot Lights (XA2) | Easy Harmony XA2 | XA2EVM1LC | XA2 White 220-230V AC | Easy Harmony XA2 Monolithic Pilot Light White 220-230V AC | 220-230V AC | - | - | Ø 22mm cutout | IP65 | Integral LED; Low power consumption; Long operational life; IP65 rating | INR | 247 |  |  | ok | Normal Stock Item | Front panel 22mm | IEC 60947-5-1 | Page 36
Pushbuttons & Signaling (Harmony) | Monolithic Pilot Lights (XA2) | Easy Harmony XA2 | XA2EVM3LC | XA2 Green 220-230V AC | Easy Harmony XA2 Monolithic Pilot Light Green 220-230V AC | 220-230V AC | - | - | Ø 22mm cutout | IP65 | Integral LED; Low power consumption; Long operational life; IP65 rating | INR | 220 |  |  | ok | Normal Stock Item | Front panel 22mm | IEC 60947-5-1 | Page 36
Pushbuttons & Signaling (Harmony) | Monolithic Pilot Lights (XA2) | Easy Harmony XA2 | XA2EVM4LC | XA2 Red 220-230V AC | Easy Harmony XA2 Monolithic Pilot Light Red 220-230V AC | 220-230V AC | - | - | Ø 22mm cutout | IP65 | Integral LED; Low power consumption; Long operational life; IP65 rating | INR | 220 |  |  | ok | Normal Stock Item | Front panel 22mm | IEC 60947-5-1 | Page 36
Pushbuttons & Signaling (Harmony) | Monolithic Pilot Lights (XA2) | Easy Harmony XA2 | XA2EVM5LC | XA2 Amber 220-230V AC | Easy Harmony XA2 Monolithic Pilot Light Amber 220-230V AC | 220-230V AC | - | - | Ø 22mm cutout | IP65 | Integral LED; Low power consumption; Long operational life; IP65 rating | INR | 220 |  |  | ok | Normal Stock Item | Front panel 22mm | IEC 60947-5-1 | Page 36
Pushbuttons & Signaling (Harmony) | Monolithic Pilot Lights (XA2) | Easy Harmony XA2 | XA2EVM6LC | XA2 Blue 220-230V AC | Easy Harmony XA2 Monolithic Pilot Light Blue 220-230V AC | 220-230V AC | - | - | Ø 22mm cutout | IP65 | Integral LED; Low power consumption; Long operational life; IP65 rating | INR | 327 |  |  | ok | Normal Stock Item | Front panel 22mm | IEC 60947-5-1 | Page 36
Pushbuttons & Signaling (Harmony) | Monolithic Pilot Lights (XA2) | Easy Harmony XA2 | XA2EVM8LC | XA2 Yellow 220-230V AC | Easy Harmony XA2 Monolithic Pilot Light Yellow 220-230V AC | 220-230V AC | - | - | Ø 22mm cutout | IP65 | Integral LED; Low power consumption; Long operational life; IP65 rating | INR | 220 |  |  | ok | Normal Stock Item | Front panel 22mm | IEC 60947-5-1 | Page 36
Pushbuttons & Signaling (Harmony) | Monolithic Pilot Lights (XA2) | Easy Harmony XA2 | XA2EVQ3LC | XA2 Green 380-400V AC | Easy Harmony XA2 Monolithic Pilot Light Green 380-400V AC | 380-400V AC | - | - | Ø 22mm cutout | IP65 | Integral LED; Low power consumption; Long operational life; IP65 rating | INR | 338 |  |  | ok | Normal Stock Item | Front panel 22mm | IEC 60947-5-1 | Page 36
Pushbuttons & Signaling (Harmony) | Monolithic Pilot Lights (XA2) | Easy Harmony XA2 | XA2EVQ4LC | XA2 Red 380-400V AC | Easy Harmony XA2 Monolithic Pilot Light Red 380-400V AC | 380-400V AC | - | - | Ø 22mm cutout | IP65 | Integral LED; Low power consumption; Long operational life; IP65 rating | INR | 327 |  |  | ok | Normal Stock Item | Front panel 22mm | IEC 60947-5-1 | Page 36
Pushbuttons & Signaling (Harmony) | Monolithic Pilot Lights (XA2) | Easy Harmony XA2 | XA2EVQ6LC | XA2 Blue 380-400V AC | Easy Harmony XA2 Monolithic Pilot Light Blue 380-400V AC | 380-400V AC | - | - | Ø 22mm cutout | IP65 | Integral LED; Low power consumption; Long operational life; IP65 rating | INR | 728 |  |  | ok | Normal Stock Item | Front panel 22mm | IEC 60947-5-1 | Page 36
Pushbuttons & Signaling (Harmony) | Plastic Pushbuttons & Switches (XB5) | Harmony XB5 | XB5AA11N | Harmony XB5 XB5AA11N | Flush unmarked pushbutton 1 NO White plastic bezel | Up to 600V | 10A Ith | - | Ø 22mm cutout | IP66 / IP69K | Modular design; Slow-break silver contacts; IP66 / IP69K; Robust plastic bezel | INR | 233 |  |  | ok | Normal Stock Item | Front panel 22mm | IEC 60947-5-1 | Page 37
Pushbuttons & Signaling (Harmony) | Plastic Pushbuttons & Switches (XB5) | Harmony XB5 | XB5AA21N | Harmony XB5 XB5AA21N | Flush unmarked pushbutton 1 NO Black plastic bezel | Up to 600V | 10A Ith | - | Ø 22mm cutout | IP66 / IP69K | Modular design; Slow-break silver contacts; IP66 / IP69K; Robust plastic bezel | INR | 225 |  |  | ok | Normal Stock Item | Front panel 22mm | IEC 60947-5-1 | Page 37
Pushbuttons & Signaling (Harmony) | Plastic Pushbuttons & Switches (XB5) | Harmony XB5 | XB5AA31N | Harmony XB5 XB5AA31N | Flush unmarked pushbutton 1 NO Green plastic bezel | Up to 600V | 10A Ith | - | Ø 22mm cutout | IP66 / IP69K | Modular design; Slow-break silver contacts; IP66 / IP69K; Robust plastic bezel | INR | 225 |  |  | ok | Normal Stock Item | Front panel 22mm | IEC 60947-5-1 | Page 37
Pushbuttons & Signaling (Harmony) | Plastic Pushbuttons & Switches (XB5) | Harmony XB5 | XB5AA42N | Harmony XB5 XB5AA42N | Flush unmarked pushbutton 1 NC Red plastic bezel | Up to 600V | 10A Ith | - | Ø 22mm cutout | IP66 / IP69K | Modular design; Slow-break silver contacts; IP66 / IP69K; Robust plastic bezel | INR | 225 |  |  | ok | Normal Stock Item | Front panel 22mm | IEC 60947-5-1 | Page 37
Pushbuttons & Signaling (Harmony) | Plastic Pushbuttons & Switches (XB5) | Harmony XB5 | XB5AL845N | Harmony XB5 XB5AL845N | Double headed Pushbutton 1 NO + 1 NC Green/Red | Up to 600V | 10A Ith | - | Ø 22mm cutout | IP66 / IP69K | Modular design; Slow-break silver contacts; IP66 / IP69K; Robust plastic bezel | INR | 1582 |  |  | ok | Normal Stock Item | Front panel 22mm | IEC 60947-5-1 | Page 37
Pushbuttons & Signaling (Harmony) | Plastic Pushbuttons & Switches (XB5) | Harmony XB5 | XB5AW33B1N | Harmony XB5 XB5AW33B1N | Flush Integral LED Illuminated Pushbutton 24V AC/DC 1 NO Green | Up to 600V | 10A Ith | - | Ø 22mm cutout | IP66 / IP69K | Modular design; Slow-break silver contacts; IP66 / IP69K; Robust plastic bezel | INR | 656 |  |  | ok | Normal Stock Item | Front panel 22mm | IEC 60947-5-1 | Page 37
Pushbuttons & Signaling (Harmony) | Plastic Pushbuttons & Switches (XB5) | Harmony XB5 | XB5AW34B2N | Harmony XB5 XB5AW34B2N | Flush Integral LED Illuminated Pushbutton 24V AC/DC 1 NC Red | Up to 600V | 10A Ith | - | Ø 22mm cutout | IP66 / IP69K | Modular design; Slow-break silver contacts; IP66 / IP69K; Robust plastic bezel | INR | 656 |  |  | ok | Normal Stock Item | Front panel 22mm | IEC 60947-5-1 | Page 37
Pushbuttons & Signaling (Harmony) | Plastic Pushbuttons & Switches (XB5) | Harmony XB5 | XB5AW33M1N | Harmony XB5 XB5AW33M1N | Flush Integral LED Illuminated Pushbutton 230V AC 1 NO Green | Up to 600V | 10A Ith | - | Ø 22mm cutout | IP66 / IP69K | Modular design; Slow-break silver contacts; IP66 / IP69K; Robust plastic bezel | INR | 656 |  |  | ok | Normal Stock Item | Front panel 22mm | IEC 60947-5-1 | Page 37
Pushbuttons & Signaling (Harmony) | Plastic Pushbuttons & Switches (XB5) | Harmony XB5 | XB5AW34M2N | Harmony XB5 XB5AW34M2N | Flush Integral LED Illuminated Pushbutton 230V AC 1 NC Red | Up to 600V | 10A Ith | - | Ø 22mm cutout | IP66 / IP69K | Modular design; Slow-break silver contacts; IP66 / IP69K; Robust plastic bezel | INR | 656 |  |  | ok | Normal Stock Item | Front panel 22mm | IEC 60947-5-1 | Page 37
Pushbuttons & Signaling (Harmony) | Plastic Pushbuttons & Switches (XB5) | Harmony XB5 | XB5AD21N | Harmony XB5 XB5AD21N | 2 Position stay put selector switch 1 NO Black standard handle | Up to 600V | 10A Ith | - | Ø 22mm cutout | IP66 / IP69K | Modular design; Slow-break silver contacts; IP66 / IP69K; Robust plastic bezel | INR | 553 |  |  | ok | Normal Stock Item | Front panel 22mm | IEC 60947-5-1 | Page 37
Pushbuttons & Signaling (Harmony) | Plastic Pushbuttons & Switches (XB5) | Harmony XB5 | XB5AD33N | Harmony XB5 XB5AD33N | 3 Position stay put selector switch 2 NO Black standard handle | Up to 600V | 10A Ith | - | Ø 22mm cutout | IP66 / IP69K | Modular design; Slow-break silver contacts; IP66 / IP69K; Robust plastic bezel | INR | 602 |  |  | ok | Normal Stock Item | Front panel 22mm | IEC 60947-5-1 | Page 37
Pushbuttons & Signaling (Harmony) | Plastic Pushbuttons & Switches (XB5) | Harmony XB5 | XB5AG21N | Harmony XB5 XB5AG21N | 2 Position stay put Key Switch 1 NO Black key release | Up to 600V | 10A Ith | - | Ø 22mm cutout | IP66 / IP69K | Modular design; Slow-break silver contacts; IP66 / IP69K; Robust plastic bezel | INR | 867 |  |  | ok | Normal Stock Item | Front panel 22mm | IEC 60947-5-1 | Page 37
Pushbuttons & Signaling (Harmony) | Plastic Pushbuttons & Switches (XB5) | Harmony XB5 | XB5AS542N | Harmony XB5 XB5AS542N | Emergency Switching Off Mushroom Head 40mm Turn to release 1 NC Red | Up to 600V | 10A Ith | - | Ø 22mm cutout | IP66 / IP69K | Modular design; Slow-break silver contacts; IP66 / IP69K; Robust plastic bezel | INR | 425 |  |  | ok | Normal Stock Item | Front panel 22mm | IEC 60947-5-1 | Page 37
Pushbuttons & Signaling (Harmony) | Plastic Pushbuttons & Switches (XB5) | Harmony XB5 | XB5AS8445N | Harmony XB5 XB5AS8445N | Trigger action Turn to release Emergency Stop 40mm 1 NO + 1 NC Red | Up to 600V | 10A Ith | - | Ø 22mm cutout | IP66 / IP69K | Modular design; Slow-break silver contacts; IP66 / IP69K; Robust plastic bezel | INR | 1029 |  |  | ok | Normal Stock Item | Front panel 22mm | IEC 60947-5-1 | Page 37
Pushbuttons & Signaling (Harmony) | Plastic Pushbuttons & Switches (XB5) | Harmony XB5 | ZBE101N | Harmony XB5 ZBE101N | Single contact block 1 NO screw clamp terminal | Up to 600V | 10A Ith | - | Ø 22mm cutout | IP66 / IP69K | Modular design; Slow-break silver contacts; IP66 / IP69K; Robust plastic bezel | INR | 131 |  |  | ok | Normal Stock Item | Front panel 22mm | IEC 60947-5-1 | Page 37
Pushbuttons & Signaling (Harmony) | Plastic Pushbuttons & Switches (XB5) | Harmony XB5 | ZBE102N | Harmony XB5 ZBE102N | Single contact block 1 NC screw clamp terminal | Up to 600V | 10A Ith | - | Ø 22mm cutout | IP66 / IP69K | Modular design; Slow-break silver contacts; IP66 / IP69K; Robust plastic bezel | INR | 131 |  |  | ok | Normal Stock Item | Front panel 22mm | IEC 60947-5-1 | Page 37
Pushbuttons & Signaling (Harmony) | Metal Pushbuttons & Switches (XB2) | Easy Harmony XB2 | XB2BA11C | Harmony XB2 XB2BA11C | Flush unmarked metal pushbutton 1 NO White | Up to 600V | 10A Ith | - | Ø 22mm cutout | IP65 | Metal bezel for impact endurance; High resistance to shock & vibration; IP65 rated | INR | 229 |  |  | ok | Normal Stock Item | Front panel 22mm | IEC 60947-5-1 | Page 42
Pushbuttons & Signaling (Harmony) | Metal Pushbuttons & Switches (XB2) | Easy Harmony XB2 | XB2BA21C | Harmony XB2 XB2BA21C | Flush unmarked metal pushbutton 1 NO Black | Up to 600V | 10A Ith | - | Ø 22mm cutout | IP65 | Metal bezel for impact endurance; High resistance to shock & vibration; IP65 rated | INR | 229 |  |  | ok | Normal Stock Item | Front panel 22mm | IEC 60947-5-1 | Page 42
Pushbuttons & Signaling (Harmony) | Metal Pushbuttons & Switches (XB2) | Easy Harmony XB2 | XB2BA31C | Harmony XB2 XB2BA31C | Flush unmarked metal pushbutton 1 NO Green | Up to 600V | 10A Ith | - | Ø 22mm cutout | IP65 | Metal bezel for impact endurance; High resistance to shock & vibration; IP65 rated | INR | 229 |  |  | ok | Normal Stock Item | Front panel 22mm | IEC 60947-5-1 | Page 42
Pushbuttons & Signaling (Harmony) | Metal Pushbuttons & Switches (XB2) | Easy Harmony XB2 | XB2BA42C | Harmony XB2 XB2BA42C | Flush unmarked metal pushbutton 1 NC Red | Up to 600V | 10A Ith | - | Ø 22mm cutout | IP65 | Metal bezel for impact endurance; High resistance to shock & vibration; IP65 rated | INR | 229 |  |  | ok | Normal Stock Item | Front panel 22mm | IEC 60947-5-1 | Page 42
Pushbuttons & Signaling (Harmony) | Metal Pushbuttons & Switches (XB2) | Easy Harmony XB2 | XB2BD21C | Harmony XB2 XB2BD21C | 2 Position stay put metal selector switch 1 NO Black | Up to 600V | 10A Ith | - | Ø 22mm cutout | IP65 | Metal bezel for impact endurance; High resistance to shock & vibration; IP65 rated | INR | 435 |  |  | ok | Normal Stock Item | Front panel 22mm | IEC 60947-5-1 | Page 42
Pushbuttons & Signaling (Harmony) | Metal Pushbuttons & Switches (XB2) | Easy Harmony XB2 | XB2BD33C | Harmony XB2 XB2BD33C | 3 Position stay put metal selector switch 2 NO Black | Up to 600V | 10A Ith | - | Ø 22mm cutout | IP65 | Metal bezel for impact endurance; High resistance to shock & vibration; IP65 rated | INR | 536 |  |  | ok | Normal Stock Item | Front panel 22mm | IEC 60947-5-1 | Page 42
Pushbuttons & Signaling (Harmony) | Metal Pushbuttons & Switches (XB2) | Easy Harmony XB2 | XB2BS542C | Harmony XB2 XB2BS542C | Emergency Stop Mushroom 40mm Turn to release 1 NC Red | Up to 600V | 10A Ith | - | Ø 22mm cutout | IP65 | Metal bezel for impact endurance; High resistance to shock & vibration; IP65 rated | INR | 371 |  |  | ok | Normal Stock Item | Front panel 22mm | IEC 60947-5-1 | Page 42
Pushbuttons & Signaling (Harmony) | Metal Pushbuttons & Switches (XB2) | Easy Harmony XB2 | XB2BS8442C | Harmony XB2 XB2BS8442C | Emergency Stop Mushroom 40mm Turn to Release (IEC 60947-5-5) 1 NC | Up to 600V | 10A Ith | - | Ø 22mm cutout | IP65 | Metal bezel for impact endurance; High resistance to shock & vibration; IP65 rated | INR | 496 |  |  | ok | Normal Stock Item | Front panel 22mm | IEC 60947-5-1 | Page 42
Pushbuttons & Signaling (Harmony) | Metal Pushbuttons & Switches (XB2) | Easy Harmony XB2 | XB2BW33B1C | Harmony XB2 XB2BW33B1C | Illuminated Pushbutton 24V AC/DC LED 1 NO Green | Up to 600V | 10A Ith | - | Ø 22mm cutout | IP65 | Metal bezel for impact endurance; High resistance to shock & vibration; IP65 rated | INR | 531 |  |  | ok | Normal Stock Item | Front panel 22mm | IEC 60947-5-1 | Page 42
Pushbuttons & Signaling (Harmony) | Metal Pushbuttons & Switches (XB2) | Easy Harmony XB2 | XB2BW34B1C | Harmony XB2 XB2BW34B1C | Illuminated Pushbutton 24V AC/DC LED 1 NO Red | Up to 600V | 10A Ith | - | Ø 22mm cutout | IP65 | Metal bezel for impact endurance; High resistance to shock & vibration; IP65 rated | INR | 531 |  |  | ok | Normal Stock Item | Front panel 22mm | IEC 60947-5-1 | Page 42
Pushbuttons & Signaling (Harmony) | Metal Pushbuttons & Switches (XB2) | Easy Harmony XB2 | XB2BW33M1C | Harmony XB2 XB2BW33M1C | Illuminated Pushbutton 220-230V AC LED 1 NO Green | Up to 600V | 10A Ith | - | Ø 22mm cutout | IP65 | Metal bezel for impact endurance; High resistance to shock & vibration; IP65 rated | INR | 531 |  |  | ok | Normal Stock Item | Front panel 22mm | IEC 60947-5-1 | Page 42
Pushbuttons & Signaling (Harmony) | Metal Pushbuttons & Switches (XB2) | Easy Harmony XB2 | XB2BW34M1C | Harmony XB2 XB2BW34M1C | Illuminated Pushbutton 220-230V AC LED 1 NO Red | Up to 600V | 10A Ith | - | Ø 22mm cutout | IP65 | Metal bezel for impact endurance; High resistance to shock & vibration; IP65 rated | INR | 531 |  |  | ok | Normal Stock Item | Front panel 22mm | IEC 60947-5-1 | Page 42
Pushbuttons & Signaling (Harmony) | Metal Pushbuttons & Switches (XB2) | Easy Harmony XB2 | ZB2BE101C | Harmony XB2 ZB2BE101C | Contact block 1 NO for XB2 series | Up to 600V | 10A Ith | - | Ø 22mm cutout | IP65 | Metal bezel for impact endurance; High resistance to shock & vibration; IP65 rated | INR | 120 |  |  | ok | Normal Stock Item | Front panel 22mm | IEC 60947-5-1 | Page 42
Pushbuttons & Signaling (Harmony) | Metal Pushbuttons & Switches (XB2) | Easy Harmony XB2 | ZB2BE102C | Harmony XB2 ZB2BE102C | Contact block 1 NC for XB2 series | Up to 600V | 10A Ith | - | Ø 22mm cutout | IP65 | Metal bezel for impact endurance; High resistance to shock & vibration; IP65 rated | INR | 120 |  |  | ok | Normal Stock Item | Front panel 22mm | IEC 60947-5-1 | Page 42
Pushbuttons & Signaling (Harmony) | Metal Pushbuttons & Switches (XB2) | Easy Harmony XB2 | XB2BSB4LC | Harmony XB2 XB2BSB4LC | Red illuminated buzzer DC/AC 24V | Up to 600V | 10A Ith | - | Ø 22mm cutout | IP65 | Metal bezel for impact endurance; High resistance to shock & vibration; IP65 rated | INR | 750 |  |  | ok | Normal Stock Item | Front panel 22mm | IEC 60947-5-1 | Page 42
Pushbuttons & Signaling (Harmony) | Metal Pushbuttons & Switches (XB2) | Easy Harmony XB2 | XB2BSM4LC | Harmony XB2 XB2BSM4LC | Red illuminated buzzer AC 220V | Up to 600V | 10A Ith | - | Ø 22mm cutout | IP65 | Metal bezel for impact endurance; High resistance to shock & vibration; IP65 rated | INR | 750 |  |  | ok | Normal Stock Item | Front panel 22mm | IEC 60947-5-1 | Page 42
Pushbuttons & Signaling (Harmony) | Control Stations & Enclosures | Harmony XAL / XAP | XALD01 | Enclosure XALD01 | Dark grey empty enclosure 1 cut-out IP65 for XB5/XB4 | - | - | - | Dark grey base | IP65 | Ready for mounting Ø 22mm pilot devices; Weather and impact resistant | INR | 938 |  |  | ok | Normal Stock Item | Surface Wall Mount | IEC 60947-5-1 | Page 43
Pushbuttons & Signaling (Harmony) | Control Stations & Enclosures | Harmony XAL / XAP | XALD02 | Enclosure XALD02 | Dark grey empty enclosure 2 cut-outs IP65 for XB5/XB4 | - | - | - | Dark grey base | IP65 | Ready for mounting Ø 22mm pilot devices; Weather and impact resistant | INR | 1163 |  |  | ok | Normal Stock Item | Surface Wall Mount | IEC 60947-5-1 | Page 43
Pushbuttons & Signaling (Harmony) | Control Stations & Enclosures | Harmony XAL / XAP | XALD03 | Enclosure XALD03 | Dark grey empty enclosure 3 cut-outs IP65 for XB5/XB4 | - | - | - | Dark grey base | IP65 | Ready for mounting Ø 22mm pilot devices; Weather and impact resistant | INR | 1442 |  |  | ok | Normal Stock Item | Surface Wall Mount | IEC 60947-5-1 | Page 43
Pushbuttons & Signaling (Harmony) | Control Stations & Enclosures | Harmony XAL / XAP | XALD04 | Enclosure XALD04 | Dark grey empty enclosure 4 cut-outs IP65 for XB5/XB4 | - | - | - | Dark grey base | IP65 | Ready for mounting Ø 22mm pilot devices; Weather and impact resistant | INR | 1973 |  |  | ok | Normal Stock Item | Surface Wall Mount | IEC 60947-5-1 | Page 43
Pushbuttons & Signaling (Harmony) | Control Stations & Enclosures | Harmony XAL / XAP | XALD05 | Enclosure XALD05 | Dark grey empty enclosure 5 cut-outs IP65 for XB5/XB4 | - | - | - | Dark grey base | IP65 | Ready for mounting Ø 22mm pilot devices; Weather and impact resistant | INR | 2577 |  |  | ok | Normal Stock Item | Surface Wall Mount | IEC 60947-5-1 | Page 43
Pushbuttons & Signaling (Harmony) | Control Stations & Enclosures | Harmony XAL / XAP | XALK01 | Enclosure XALK01 | Yellow empty enclosure 1 cut-out IP65 for Emergency Stop | - | - | - | Yellow lid | IP65 | Ready for mounting Ø 22mm pilot devices; Weather and impact resistant | INR | 1109 |  |  | ok | Normal Stock Item | Surface Wall Mount | IEC 60947-5-1 | Page 43
Pushbuttons & Signaling (Harmony) | Control Stations & Enclosures | Harmony XAL / XAP | XAPD1201 | Enclosure XAPD1201 | Die-cast metal enclosure XAPD 1 cut-out 80x80x51.5mm M20 | - | - | - | 80x80x51.5mm | IP65 | Ready for mounting Ø 22mm pilot devices; Weather and impact resistant | INR | 4387 |  |  | ok | Normal Stock Item | Surface Wall Mount | IEC 60947-5-1 | Page 43
Pushbuttons & Signaling (Harmony) | Control Stations & Enclosures | Harmony XAL / XAP | XAPD1202 | Enclosure XAPD1202 | Die-cast metal enclosure XAPD 2 cut-outs 80x80x51.5mm M20 | - | - | - | 80x80x51.5mm | IP65 | Ready for mounting Ø 22mm pilot devices; Weather and impact resistant | INR | 4848 |  |  | ok | Normal Stock Item | Surface Wall Mount | IEC 60947-5-1 | Page 43
Pushbuttons & Signaling (Harmony) | Control Stations & Enclosures | Harmony XAL / XAP | XAPD2202 | Enclosure XAPD2202 | Die-cast metal enclosure XAPD 2 cut-outs 80x130x51.5mm M20 | - | - | - | 80x130x51.5mm | IP65 | Ready for mounting Ø 22mm pilot devices; Weather and impact resistant | INR | 6283 |  |  | ok | Normal Stock Item | Surface Wall Mount | IEC 60947-5-1 | Page 43
Pushbuttons & Signaling (Harmony) | Control Stations & Enclosures | Harmony XAL / XAP | XAPD3203 | Enclosure XAPD3203 | Die-cast metal enclosure XAPD 3 cut-outs 80x175x51.5mm M20 | - | - | - | 80x175x51.5mm | IP65 | Ready for mounting Ø 22mm pilot devices; Weather and impact resistant | INR | 7698 |  |  | ok | Normal Stock Item | Surface Wall Mount | IEC 60947-5-1 | Page 43
Pushbuttons & Signaling (Harmony) | Control Stations & Enclosures | Harmony XAL / XAP | XAPD4504 | Enclosure XAPD4504 | Die-cast metal enclosure XAPD 4 cut-outs 80x220x77mm M20 | - | - | - | 80x220x77mm | IP65 | Ready for mounting Ø 22mm pilot devices; Weather and impact resistant | INR | 10258 |  |  | ok | Normal Stock Item | Surface Wall Mount | IEC 60947-5-1 | Page 43
Pushbuttons & Signaling (Harmony) | Control Stations & Enclosures | Harmony XAL / XAP | XAPK1201 | Enclosure XAPK1201 | Die-cast metal enclosure XAPK Yellow lid 1 cut-out 80x80x51.5mm | - | - | - | 80x80x51.5mm | IP65 | Ready for mounting Ø 22mm pilot devices; Weather and impact resistant | INR | 5163 |  |  | ok | Normal Stock Item | Surface Wall Mount | IEC 60947-5-1 | Page 43
Pushbuttons & Signaling (Harmony) | Tower Lights & Signaling Beacons | Harmony XVB7 | XVB7C23 | XVB7 XVB7C23 | XVB7 Light module steady light green 24V AC/DC IP66 | 24V AC/DC | - | - | Ø 60mm / 70mm | IP65 / IP66 | High luminosity LED; IP65/IP66 protection; Pre-cabled and pre-assembled | INR | On Request |  |  | on request | Normal Stock Item | Tube / L-bracket | IEC 60947-5-1 | Page 46
Pushbuttons & Signaling (Harmony) | Tower Lights & Signaling Beacons | Harmony XVB7 | XVB7C24 | XVB7 XVB7C24 | XVB7 Light module steady light red 24V AC/DC IP66 | 24V AC/DC | - | - | Ø 60mm / 70mm | IP65 / IP66 | High luminosity LED; IP65/IP66 protection; Pre-cabled and pre-assembled | INR | On Request |  |  | on request | Normal Stock Item | Tube / L-bracket | IEC 60947-5-1 | Page 46
Pushbuttons & Signaling (Harmony) | Tower Lights & Signaling Beacons | Harmony XVB7 | XVB7C25 | XVB7 XVB7C25 | XVB7 Light module steady light orange 24V AC/DC IP66 | 24V AC/DC | - | - | Ø 60mm / 70mm | IP65 / IP66 | High luminosity LED; IP65/IP66 protection; Pre-cabled and pre-assembled | INR | On Request |  |  | on request | Normal Stock Item | Tube / L-bracket | IEC 60947-5-1 | Page 46
Pushbuttons & Signaling (Harmony) | Tower Lights & Signaling Beacons | Harmony XVB7 | XVB7C21B | XVB7 XVB7C21B | XVB7 Standard base module with tube and cover 24V AC/DC Push-in | 24V AC/DC | - | - | Ø 60mm / 70mm | IP65 / IP66 | High luminosity LED; IP65/IP66 protection; Pre-cabled and pre-assembled | INR | On Request |  |  | on request | Normal Stock Item | Tube / L-bracket | IEC 60947-5-1 | Page 46
Pushbuttons & Signaling (Harmony) | Tower Lights & Signaling Beacons | Harmony XVB7 | XVB7C9S | XVB7 XVB7C9S | XVB7 Audible Sounder module 360 deg omni sound up to 102 dB 24V AC/DC | 24V AC/DC | - | - | Ø 60mm / 70mm | IP65 / IP66 | High luminosity LED; IP65/IP66 protection; Pre-cabled and pre-assembled | INR | On Request |  |  | on request | Normal Stock Item | Tube / L-bracket | IEC 60947-5-1 | Page 46
Pushbuttons & Signaling (Harmony) | Tower Lights & Signaling Beacons | Harmony Signaling | XVR3B04 | Signaling XVR3B04 | Multi-functional LED Beacon red without buzzer DC/AC 12-24V | 12-24V AC/DC | - | - | Ø 60mm / 70mm | IP65 / IP66 | High luminosity LED; IP65/IP66 protection; Pre-cabled and pre-assembled | INR | 18965 |  |  | ok | Normal Stock Item | Tube / L-bracket | IEC 60947-5-1 | Page 50
Pushbuttons & Signaling (Harmony) | Tower Lights & Signaling Beacons | Harmony Signaling | XVR3B04S | Signaling XVR3B04S | Multi-functional LED Beacon red with buzzer DC/AC 12-24V | 12-24V AC/DC | - | - | Ø 60mm / 70mm | IP65 / IP66 | High luminosity LED; IP65/IP66 protection; Pre-cabled and pre-assembled | INR | 37314 |  |  | ok | Normal Stock Item | Tube / L-bracket | IEC 60947-5-1 | Page 50
Pushbuttons & Signaling (Harmony) | Tower Lights & Signaling Beacons | Harmony Signaling | XVS10BMW | Signaling XVS10BMW | 2 tones siren 106 dB 12-24V AC/DC white | 12-24V AC/DC | - | - | Ø 60mm / 70mm | IP65 / IP66 | High luminosity LED; IP65/IP66 protection; Pre-cabled and pre-assembled | INR | 34378 |  |  | ok | Normal Stock Item | Tube / L-bracket | IEC 60947-5-1 | Page 50
Pushbuttons & Signaling (Harmony) | Tower Lights & Signaling Beacons | Harmony Signaling | XVGB2 | Signaling XVGB2 | Tower light Ø 60mm 2-Stage Red, Green 24V DC Alu tube L-bracket | 24V DC | - | - | Ø 60mm / 70mm | IP65 / IP66 | High luminosity LED; IP65/IP66 protection; Pre-cabled and pre-assembled | INR | 4214 |  |  | ok | Normal Stock Item | Tube / L-bracket | IEC 60947-5-1 | Page 50
Pushbuttons & Signaling (Harmony) | Tower Lights & Signaling Beacons | Harmony Signaling | XVGB3 | Signaling XVGB3 | Tower light Ø 60mm 3-Stage Red, Amber, Green 24V DC L-bracket | 24V DC | - | - | Ø 60mm / 70mm | IP65 / IP66 | High luminosity LED; IP65/IP66 protection; Pre-cabled and pre-assembled | INR | 4773 |  |  | ok | Normal Stock Item | Tube / L-bracket | IEC 60947-5-1 | Page 50
Pushbuttons & Signaling (Harmony) | Tower Lights & Signaling Beacons | Harmony Signaling | XVGB3S | Signaling XVGB3S | Tower light Ø 60mm 3-Stage with Buzzer 24V DC L-bracket | 24V DC | - | - | Ø 60mm / 70mm | IP65 / IP66 | High luminosity LED; IP65/IP66 protection; Pre-cabled and pre-assembled | INR | 5426 |  |  | ok | Normal Stock Item | Tube / L-bracket | IEC 60947-5-1 | Page 50
Pushbuttons & Signaling (Harmony) | Tower Lights & Signaling Beacons | Harmony Signaling | XVGU3SWV | Signaling XVGU3SWV | Pre-assembled Multicolor USB tower light 60mm IP42 Direct base | 5V USB | - | - | Ø 60mm / 70mm | IP65 / IP66 | High luminosity LED; IP65/IP66 protection; Pre-cabled and pre-assembled | INR | 10972 |  |  | ok | Normal Stock Item | Tube / L-bracket | IEC 60947-5-1 | Page 50
Pushbuttons & Signaling (Harmony) | Tower Lights & Signaling Beacons | Harmony Signaling | XVGM2 | Signaling XVGM2 | Tower light Ø 60mm 2-Stage Red, Green 220-240V AC L-bracket | 220-240V AC | - | - | Ø 60mm / 70mm | IP65 / IP66 | High luminosity LED; IP65/IP66 protection; Pre-cabled and pre-assembled | INR | 4540 |  |  | ok | Normal Stock Item | Tube / L-bracket | IEC 60947-5-1 | Page 50
Pushbuttons & Signaling (Harmony) | Tower Lights & Signaling Beacons | Harmony Signaling | XVGM3 | Signaling XVGM3 | Tower light Ø 60mm 3-Stage Red, Amber, Green 220-240V AC L-bracket | 220-240V AC | - | - | Ø 60mm / 70mm | IP65 / IP66 | High luminosity LED; IP65/IP66 protection; Pre-cabled and pre-assembled | INR | 5137 |  |  | ok | Normal Stock Item | Tube / L-bracket | IEC 60947-5-1 | Page 50
Pushbuttons & Signaling (Harmony) | Tower Lights & Signaling Beacons | Harmony Signaling | XVGM3S | Signaling XVGM3S | Tower light Ø 60mm 3-Stage with Buzzer 220-240V AC L-bracket | 220-240V AC | - | - | Ø 60mm / 70mm | IP65 / IP66 | High luminosity LED; IP65/IP66 protection; Pre-cabled and pre-assembled | INR | 5846 |  |  | ok | Normal Stock Item | Tube / L-bracket | IEC 60947-5-1 | Page 50
Pushbuttons & Signaling (Harmony) | Pendant Stations, Joysticks & Foot Switches | Harmony XAC / XD2 | XACA201 | Harmony XACA201 | Pendant control station 2 pushbuttons with mechanical interlock 1 NO | Up to 600V | 10A Ith | - | Pendant / 22mm hole | IP65 | High impact casing; Mechanically interlocked between pairs; CE / UL / CSA approved | INR | 7070 |  |  | ok | Normal Stock Item | Pendant Cable / 22mm Cutout | IEC 60947-5-1 | Page 53
Pushbuttons & Signaling (Harmony) | Pendant Stations, Joysticks & Foot Switches | Harmony XAC / XD2 | XACA205 | Harmony XACA205 | Pendant control station 2 pushbuttons with mechanical interlock 1 NC + 1 NO | Up to 600V | 10A Ith | - | Pendant / 22mm hole | IP65 | High impact casing; Mechanically interlocked between pairs; CE / UL / CSA approved | INR | 7452 |  |  | ok | Normal Stock Item | Pendant Cable / 22mm Cutout | IEC 60947-5-1 | Page 53
Pushbuttons & Signaling (Harmony) | Pendant Stations, Joysticks & Foot Switches | Harmony XAC / XD2 | XACA471 | Harmony XACA471 | Pendant control station 4 pushbuttons with mechanical interlock 1 NO | Up to 600V | 10A Ith | - | Pendant / 22mm hole | IP65 | High impact casing; Mechanically interlocked between pairs; CE / UL / CSA approved | INR | 9243 |  |  | ok | Normal Stock Item | Pendant Cable / 22mm Cutout | IEC 60947-5-1 | Page 53
Pushbuttons & Signaling (Harmony) | Pendant Stations, Joysticks & Foot Switches | Harmony XAC / XD2 | XACA671 | Harmony XACA671 | Pendant control station 6 pushbuttons with mechanical interlock 1 NO | Up to 600V | 10A Ith | - | Pendant / 22mm hole | IP65 | High impact casing; Mechanically interlocked between pairs; CE / UL / CSA approved | INR | 10802 |  |  | ok | Normal Stock Item | Pendant Cable / 22mm Cutout | IEC 60947-5-1 | Page 53
Pushbuttons & Signaling (Harmony) | Pendant Stations, Joysticks & Foot Switches | Harmony XAC / XD2 | XACA871 | Harmony XACA871 | Pendant control station 8 pushbuttons with mechanical interlock 1 NO | Up to 600V | 10A Ith | - | Pendant / 22mm hole | IP65 | High impact casing; Mechanically interlocked between pairs; CE / UL / CSA approved | INR | 12653 |  |  | ok | Normal Stock Item | Pendant Cable / 22mm Cutout | IEC 60947-5-1 | Page 53
Pushbuttons & Signaling (Harmony) | Pendant Stations, Joysticks & Foot Switches | Harmony XAC / XD2 | XD2PA12 | Harmony XD2PA12 | Joystick controller 2-Direction Stay-Put Dia. 22mm 1 step | Up to 600V | 10A Ith | - | Pendant / 22mm hole | IP65 | High impact casing; Mechanically interlocked between pairs; CE / UL / CSA approved | INR | 8134 |  |  | ok | Normal Stock Item | Pendant Cable / 22mm Cutout | IEC 60947-5-1 | Page 53
Pushbuttons & Signaling (Harmony) | Pendant Stations, Joysticks & Foot Switches | Harmony XAC / XD2 | XD2PA22 | Harmony XD2PA22 | Joystick controller 2-Direction Spring Return to Zero Dia. 22mm | Up to 600V | 10A Ith | - | Pendant / 22mm hole | IP65 | High impact casing; Mechanically interlocked between pairs; CE / UL / CSA approved | INR | 7531 |  |  | ok | Normal Stock Item | Pendant Cable / 22mm Cutout | IEC 60947-5-1 | Page 53
Pushbuttons & Signaling (Harmony) | Pendant Stations, Joysticks & Foot Switches | Harmony XAC / XD2 | XD2PA14 | Harmony XD2PA14 | Joystick controller 4-Direction Stay-Put Dia. 22mm 1 step | Up to 600V | 10A Ith | - | Pendant / 22mm hole | IP65 | High impact casing; Mechanically interlocked between pairs; CE / UL / CSA approved | INR | 9305 |  |  | ok | Normal Stock Item | Pendant Cable / 22mm Cutout | IEC 60947-5-1 | Page 53
Pushbuttons & Signaling (Harmony) | Pendant Stations, Joysticks & Foot Switches | Harmony XAC / XD2 | XD2PA24 | Harmony XD2PA24 | Joystick controller 4-Direction Spring Return to Zero Dia. 22mm | Up to 600V | 10A Ith | - | Pendant / 22mm hole | IP65 | High impact casing; Mechanically interlocked between pairs; CE / UL / CSA approved | INR | 9452 |  |  | ok | Normal Stock Item | Pendant Cable / 22mm Cutout | IEC 60947-5-1 | Page 53
Pushbuttons & Signaling (Harmony) | Pendant Stations, Joysticks & Foot Switches | Harmony XAC / XD2 | XPEA110 | Harmony XPEA110 | Foot Switch Insulated Enclosure 1 NC + 1 NO | Up to 600V | 10A Ith | - | Pendant / 22mm hole | IP65 | High impact casing; Mechanically interlocked between pairs; CE / UL / CSA approved | INR | 7584 |  |  | ok | Normal Stock Item | Pendant Cable / 22mm Cutout | IEC 60947-5-1 | Page 53
HMI Panels & Industrial PCs | Operator Dialogue & Industrial Computing | Harmony HMI / EcoStruxure | HMIST6200 | Harmony HMI HMIST6200 | 4" W basic operator terminal ST6 | 24V DC / Mains | - | - | 4.0" Widescreen | IP65 / IP66 front | Dual IP Ethernet; Cybersecurity secure boot; Multi-protocol communication; Industrial grade | INR | On Request |  |  | on request | Normal Stock Item | Flush Panel Cutout | IEC 61131-2, UL 508 | Page 61
HMI Panels & Industrial PCs | Operator Dialogue & Industrial Computing | Harmony HMI / EcoStruxure | HMIST6400 | Harmony HMI HMIST6400 | 7" W basic operator terminal ST6 | 24V DC / Mains | - | - | 7.0" Widescreen | IP65 / IP66 front | Dual IP Ethernet; Cybersecurity secure boot; Multi-protocol communication; Industrial grade | INR | On Request |  |  | on request | Normal Stock Item | Flush Panel Cutout | IEC 61131-2, UL 508 | Page 61
HMI Panels & Industrial PCs | Operator Dialogue & Industrial Computing | Harmony HMI / EcoStruxure | HMIST6500 | Harmony HMI HMIST6500 | 10" W basic operator terminal ST6 | 24V DC / Mains | - | - | 10.0" Widescreen | IP65 / IP66 front | Dual IP Ethernet; Cybersecurity secure boot; Multi-protocol communication; Industrial grade | INR | On Request |  |  | on request | Normal Stock Item | Flush Panel Cutout | IEC 61131-2, UL 508 | Page 61
HMI Panels & Industrial PCs | Operator Dialogue & Industrial Computing | Harmony HMI / EcoStruxure | HMIST6600 | Harmony HMI HMIST6600 | 12" W basic operator terminal ST6 | 24V DC / Mains | - | - | 12.0" Widescreen | IP65 / IP66 front | Dual IP Ethernet; Cybersecurity secure boot; Multi-protocol communication; Industrial grade | INR | On Request |  |  | on request | Normal Stock Item | Flush Panel Cutout | IEC 61131-2, UL 508 | Page 61
HMI Panels & Industrial PCs | Operator Dialogue & Industrial Computing | Harmony HMI / EcoStruxure | HMIST6700 | Harmony HMI HMIST6700 | 15" W basic operator terminal ST6 | 24V DC / Mains | - | - | 15.0" Widescreen | IP65 / IP66 front | Dual IP Ethernet; Cybersecurity secure boot; Multi-protocol communication; Industrial grade | INR | On Request |  |  | on request | Normal Stock Item | Flush Panel Cutout | IEC 61131-2, UL 508 | Page 61
HMI Software & Remote Access | Operator Dialogue & Industrial Computing | Harmony HMI / EcoStruxure | HMISTM6BOXIOT | Harmony HMI HMISTM6BOXIOT | Basic HMI Edge Box, STM6 with EcoStruxure Machine SCADA Expert | 24V DC / Mains | - | - | Edge Box | IP65 / IP66 front | Dual IP Ethernet; Cybersecurity secure boot; Multi-protocol communication; Industrial grade | INR | On Request |  |  | on request | Normal Stock Item | Flush Panel Cutout | IEC 61131-2, UL 508 | Page 61
HMI Panels & Industrial PCs | Operator Dialogue & Industrial Computing | Harmony HMI / EcoStruxure | HMISTO705 | Harmony HMI HMISTO705 | 4.3" touch panel screen RS232C STO7 | 24V DC / Mains | - | - | 4.3" Touch | IP65 / IP66 front | Dual IP Ethernet; Cybersecurity secure boot; Multi-protocol communication; Industrial grade | INR | On Request |  |  | on request | Normal Stock Item | Flush Panel Cutout | IEC 61131-2, UL 508 | Page 61
HMI Panels & Industrial PCs | Operator Dialogue & Industrial Computing | Harmony HMI / EcoStruxure | HMISTO735 | Harmony HMI HMISTO735 | 4.3" touch panel screen Ethernet STO7 | 24V DC / Mains | - | - | 4.3" Touch | IP65 / IP66 front | Dual IP Ethernet; Cybersecurity secure boot; Multi-protocol communication; Industrial grade | INR | On Request |  |  | on request | Normal Stock Item | Flush Panel Cutout | IEC 61131-2, UL 508 | Page 61
HMI Panels & Industrial PCs | Operator Dialogue & Industrial Computing | Harmony HMI / EcoStruxure | HMISTU655 | Harmony HMI HMISTU655 | Touch Panel Screen 3"5 Color STU (Tool-free 22mm hole mount) | 24V DC / Mains | - | - | 3.5" Color | IP65 / IP66 front | Dual IP Ethernet; Cybersecurity secure boot; Multi-protocol communication; Industrial grade | INR | On Request |  |  | on request | Normal Stock Item | Flush Panel Cutout | IEC 61131-2, UL 508 | Page 61
HMI Panels & Industrial PCs | Operator Dialogue & Industrial Computing | Harmony HMI / EcoStruxure | HMISTU855 | Harmony HMI HMISTU855 | Touch Panel Screen 5"7 Color STU (Tool-free 22mm hole mount) | 24V DC / Mains | - | - | 5.7" Color | IP65 / IP66 front | Dual IP Ethernet; Cybersecurity secure boot; Multi-protocol communication; Industrial grade | INR | On Request |  |  | on request | Normal Stock Item | Flush Panel Cutout | IEC 61131-2, UL 508 | Page 61
HMI Panels & Industrial PCs | Operator Dialogue & Industrial Computing | Harmony HMI / EcoStruxure | HMIGTO1300 | Harmony HMI HMIGTO1300 | 3.5 Color Touch Panel QVGA-TFT GTO | 24V DC / Mains | - | - | 3.5" QVGA | IP65 / IP66 front | Dual IP Ethernet; Cybersecurity secure boot; Multi-protocol communication; Industrial grade | INR | On Request |  |  | on request | Normal Stock Item | Flush Panel Cutout | IEC 61131-2, UL 508 | Page 62
HMI Panels & Industrial PCs | Operator Dialogue & Industrial Computing | Harmony HMI / EcoStruxure | HMIGTO2300 | Harmony HMI HMIGTO2300 | 5.7 Color Touch Panel QVGA-TFT GTO | 24V DC / Mains | - | - | 5.7" QVGA | IP65 / IP66 front | Dual IP Ethernet; Cybersecurity secure boot; Multi-protocol communication; Industrial grade | INR | On Request |  |  | on request | Normal Stock Item | Flush Panel Cutout | IEC 61131-2, UL 508 | Page 62
HMI Panels & Industrial PCs | Operator Dialogue & Industrial Computing | Harmony HMI / EcoStruxure | HMIGTO3510 | Harmony HMI HMIGTO3510 | 7.0 Color Touch Panel WVGA-TFT GTO | 24V DC / Mains | - | - | 7.0" WVGA | IP65 / IP66 front | Dual IP Ethernet; Cybersecurity secure boot; Multi-protocol communication; Industrial grade | INR | On Request |  |  | on request | Normal Stock Item | Flush Panel Cutout | IEC 61131-2, UL 508 | Page 62
HMI Panels & Industrial PCs | Operator Dialogue & Industrial Computing | Harmony HMI / EcoStruxure | HMIGTO5310 | Harmony HMI HMIGTO5310 | 10.4 Color Touch Panel VGA-TFT GTO | 24V DC / Mains | - | - | 10.4" VGA | IP65 / IP66 front | Dual IP Ethernet; Cybersecurity secure boot; Multi-protocol communication; Industrial grade | INR | On Request |  |  | on request | Normal Stock Item | Flush Panel Cutout | IEC 61131-2, UL 508 | Page 62
HMI Panels & Industrial PCs | Operator Dialogue & Industrial Computing | Harmony HMI / EcoStruxure | HMIGTO6310 | Harmony HMI HMIGTO6310 | 12.1 Color Touch Panel SVGA-TFT GTO | 24V DC / Mains | - | - | 12.1" SVGA | IP65 / IP66 front | Dual IP Ethernet; Cybersecurity secure boot; Multi-protocol communication; Industrial grade | INR | On Request |  |  | on request | Normal Stock Item | Flush Panel Cutout | IEC 61131-2, UL 508 | Page 62
HMI Panels & Industrial PCs | Operator Dialogue & Industrial Computing | Harmony HMI / EcoStruxure | HMISCU6A5 | Harmony HMI HMISCU6A5 | 3.5 Small Controller Panel For Machine SCU (Integrated I/O & CANopen) | 24V DC / Mains | - | - | 3.5" Touch | IP65 / IP66 front | Dual IP Ethernet; Cybersecurity secure boot; Multi-protocol communication; Industrial grade | INR | On Request |  |  | on request | Normal Stock Item | Flush Panel Cutout | IEC 61131-2, UL 508 | Page 62
HMI Panels & Industrial PCs | Operator Dialogue & Industrial Computing | Harmony HMI / EcoStruxure | HMISCU8A5 | Harmony HMI HMISCU8A5 | 5.7 Small Controller Panel For Machine SCU (Integrated I/O & CANopen) | 24V DC / Mains | - | - | 5.7" Touch | IP65 / IP66 front | Dual IP Ethernet; Cybersecurity secure boot; Multi-protocol communication; Industrial grade | INR | On Request |  |  | on request | Normal Stock Item | Flush Panel Cutout | IEC 61131-2, UL 508 | Page 62
HMI Panels & Industrial PCs | Operator Dialogue & Industrial Computing | Harmony HMI / EcoStruxure | HMIDT542 | Harmony HMI HMIDT542 | 10.4 Touch Smart Display SVGA GTU | 24V DC / Mains | - | - | 10.4" SVGA | IP65 / IP66 front | Dual IP Ethernet; Cybersecurity secure boot; Multi-protocol communication; Industrial grade | INR | On Request |  |  | on request | Normal Stock Item | Flush Panel Cutout | IEC 61131-2, UL 508 | Page 64
HMI Panels & Industrial PCs | Operator Dialogue & Industrial Computing | Harmony HMI / EcoStruxure | HMIDT642 | Harmony HMI HMIDT642 | 12.1 Touch Smart Display XGA GTU | 24V DC / Mains | - | - | 12.1" XGA | IP65 / IP66 front | Dual IP Ethernet; Cybersecurity secure boot; Multi-protocol communication; Industrial grade | INR | On Request |  |  | on request | Normal Stock Item | Flush Panel Cutout | IEC 61131-2, UL 508 | Page 64
HMI Panels & Industrial PCs | Operator Dialogue & Industrial Computing | Harmony HMI / EcoStruxure | HMIDT752 | Harmony HMI HMIDT752 | 15W Touch Smart Display FWXGA GTU | 24V DC / Mains | - | - | 15.0" FWXGA | IP65 / IP66 front | Dual IP Ethernet; Cybersecurity secure boot; Multi-protocol communication; Industrial grade | INR | On Request |  |  | on request | Normal Stock Item | Flush Panel Cutout | IEC 61131-2, UL 508 | Page 64
HMI Panels & Industrial PCs | Operator Dialogue & Industrial Computing | Harmony HMI / EcoStruxure | HMIG2U | Harmony HMI HMIG2U | Standard Box for Universal Panel GTU | 24V DC / Mains | - | - | Box Module | IP65 / IP66 front | Dual IP Ethernet; Cybersecurity secure boot; Multi-protocol communication; Industrial grade | INR | On Request |  |  | on request | Normal Stock Item | Flush Panel Cutout | IEC 61131-2, UL 508 | Page 64
HMI Panels & Industrial PCs | Operator Dialogue & Industrial Computing | Harmony HMI / EcoStruxure | HMIG3U | Harmony HMI HMIG3U | Premium BOX for Universal Panel GTU | 24V DC / Mains | - | - | Box Module | IP65 / IP66 front | Dual IP Ethernet; Cybersecurity secure boot; Multi-protocol communication; Industrial grade | INR | On Request |  |  | on request | Normal Stock Item | Flush Panel Cutout | IEC 61131-2, UL 508 | Page 64
HMI Panels & Industrial PCs | Operator Dialogue & Industrial Computing | Harmony HMI / EcoStruxure | HMIDT35X | Harmony HMI HMIDT35X | 7W Touch eXtreme Display WVGA GTUX (Sunlight readable 1000 cd/m²) | 24V DC / Mains | - | - | 7.0" WVGA | IP65 / IP66 front | Dual IP Ethernet; Cybersecurity secure boot; Multi-protocol communication; Industrial grade | INR | On Request |  |  | on request | Normal Stock Item | Flush Panel Cutout | IEC 61131-2, UL 508 | Page 64
HMI Panels & Industrial PCs | Operator Dialogue & Industrial Computing | Harmony HMI / EcoStruxure | HMIDT65X | Harmony HMI HMIDT65X | 12W Touch eXtreme Display WXGA GTUX | 24V DC / Mains | - | - | 12.0" WXGA | IP65 / IP66 front | Dual IP Ethernet; Cybersecurity secure boot; Multi-protocol communication; Industrial grade | INR | On Request |  |  | on request | Normal Stock Item | Flush Panel Cutout | IEC 61131-2, UL 508 | Page 64
HMI Software & Remote Access | Operator Dialogue & Industrial Computing | Harmony HMI / EcoStruxure | HMIEOTEBTB1P | Harmony HMI HMIEOTEBTB1P | EcoStruxure Operator Terminal Expert Basic Single Permanent License | 24V DC / Mains | - | - | HMI Software | IP65 / IP66 front | Dual IP Ethernet; Cybersecurity secure boot; Multi-protocol communication; Industrial grade | INR | On Request |  |  | on request | Normal Stock Item | Flush Panel Cutout | IEC 61131-2, UL 508 | Page 69
HMI Software & Remote Access | Operator Dialogue & Industrial Computing | Harmony HMI / EcoStruxure | HMIEOTEBTP1P | Harmony HMI HMIEOTEBTP1P | EcoStruxure Operator Terminal Expert Professional Single Perm License | 24V DC / Mains | - | - | HMI Software | IP65 / IP66 front | Dual IP Ethernet; Cybersecurity secure boot; Multi-protocol communication; Industrial grade | INR | On Request |  |  | on request | Normal Stock Item | Flush Panel Cutout | IEC 61131-2, UL 508 | Page 69
HMI Software & Remote Access | Operator Dialogue & Industrial Computing | Harmony HMI / EcoStruxure | HMIEMSE3PRT1KA | Harmony HMI HMIEMSE3PRT1KA | EcoStruxure Machine SCADA Expert 3rd Party 1.5K Tag RT License | 24V DC / Mains | - | - | SCADA Runtime | IP65 / IP66 front | Dual IP Ethernet; Cybersecurity secure boot; Multi-protocol communication; Industrial grade | INR | On Request |  |  | on request | Normal Stock Item | Flush Panel Cutout | IEC 61131-2, UL 508 | Page 70
HMI Software & Remote Access | Operator Dialogue & Industrial Computing | Harmony HMI / EcoStruxure | HMIEMSE3PRT32KA | Harmony HMI HMIEMSE3PRT32KA | EcoStruxure Machine SCADA Expert 3rd Party 32K Tag RT License | 24V DC / Mains | - | - | SCADA Runtime | IP65 / IP66 front | Dual IP Ethernet; Cybersecurity secure boot; Multi-protocol communication; Industrial grade | INR | On Request |  |  | on request | Normal Stock Item | Flush Panel Cutout | IEC 61131-2, UL 508 | Page 70
HMI Software & Remote Access | Operator Dialogue & Industrial Computing | Harmony HMI / EcoStruxure | VJDBTPRO1P | Harmony HMI VJDBTPRO1P | Vijeo Designer 6.3 HMI configuration software single license | 24V DC / Mains | - | - | HMI Software | IP65 / IP66 front | Dual IP Ethernet; Cybersecurity secure boot; Multi-protocol communication; Industrial grade | INR | On Request |  |  | on request | Normal Stock Item | Flush Panel Cutout | IEC 61131-2, UL 508 | Page 71
HMI Software & Remote Access | Operator Dialogue & Industrial Computing | Harmony HMI / EcoStruxure | VJOCNTLML | Harmony HMI VJOCNTLML | Vijeo Connect Link Manager Remote Access License | 24V DC / Mains | - | - | Remote Access | IP65 / IP66 front | Dual IP Ethernet; Cybersecurity secure boot; Multi-protocol communication; Industrial grade | INR | On Request |  |  | on request | Normal Stock Item | Flush Panel Cutout | IEC 61131-2, UL 508 | Page 72
Control Relays (TeSys) | TeSys K Series (0-16A) | TeSys K | CA2KN22B7 | TeSys K CA2KN22B7 | TeSys K Control Relay 2NO+2NC 24V AC | 24V AC | 2NO + 2NC | - | 45 x 58 x 57 mm | IP20 | Compact mini-contactor; Conforms to IEC, UL, CSA; 1NO or 1NC auxiliary built-in | INR | 2640 |  |  | ok | Normal Stock Item | DIN Rail 35mm | IEC 60947-4-1 | Page 77
Control Relays (TeSys) | TeSys K Series (0-16A) | TeSys K | CA2KN22M7 | TeSys K CA2KN22M7 | TeSys K Control Relay 2NO+2NC 220V AC | 220V AC | 2NO + 2NC | - | 45 x 58 x 57 mm | IP20 | Compact mini-contactor; Conforms to IEC, UL, CSA; 1NO or 1NC auxiliary built-in | INR | 2640 |  |  | ok | Normal Stock Item | DIN Rail 35mm | IEC 60947-4-1 | Page 77
Control Relays (TeSys) | TeSys K Series (0-16A) | TeSys K | CA2KN31M7 | TeSys K CA2KN31M7 | TeSys K Control Relay 3NO+1NC 220V AC | 220V AC | 3NO + 1NC | - | 45 x 58 x 57 mm | IP20 | Compact mini-contactor; Conforms to IEC, UL, CSA; 1NO or 1NC auxiliary built-in | INR | 2640 |  |  | ok | Normal Stock Item | DIN Rail 35mm | IEC 60947-4-1 | Page 77
Control Relays (TeSys) | TeSys K Series (0-16A) | TeSys K | CA2KN40M7 | TeSys K CA2KN40M7 | TeSys K Control Relay 4NO 220V AC | 220V AC | 4NO | - | 45 x 58 x 57 mm | IP20 | Compact mini-contactor; Conforms to IEC, UL, CSA; 1NO or 1NC auxiliary built-in | INR | 2640 |  |  | ok | Normal Stock Item | DIN Rail 35mm | IEC 60947-4-1 | Page 77
Control Relays (TeSys) | TeSys K Series (0-16A) | TeSys K | CA3KN22BD | TeSys K CA3KN22BD | TeSys K DC Control Relay 2NO+2NC 24V DC | 24V DC | 2NO + 2NC | - | 45 x 58 x 57 mm | IP20 | Compact mini-contactor; Conforms to IEC, UL, CSA; 1NO or 1NC auxiliary built-in | INR | 3670 |  |  | ok | Normal Stock Item | DIN Rail 35mm | IEC 60947-4-1 | Page 77
Control Relays (TeSys) | TeSys K Series (0-16A) | TeSys K | CA3KN31BD | TeSys K CA3KN31BD | TeSys K DC Control Relay 3NO+1NC 24V DC | 24V DC | 3NO + 1NC | - | 45 x 58 x 57 mm | IP20 | Compact mini-contactor; Conforms to IEC, UL, CSA; 1NO or 1NC auxiliary built-in | INR | 3670 |  |  | ok | Normal Stock Item | DIN Rail 35mm | IEC 60947-4-1 | Page 77
Power Contactors (TeSys K/Deca/Giga) | TeSys K Series (0-16A) | TeSys K | CA4KN22BW3 | TeSys K CA4KN22BW3 | TeSys K Low Consumption DC Relay 2NO+2NC 24V DC | 24V DC Low Cons. | 2NO + 2NC | - | 45 x 58 x 57 mm | IP20 | Compact mini-contactor; Conforms to IEC, UL, CSA; 1NO or 1NC auxiliary built-in | INR | 4495 |  |  | ok | Normal Stock Item | DIN Rail 35mm | IEC 60947-4-1 | Page 77
Power Contactors (TeSys K/Deca/Giga) | TeSys K Series (0-16A) | TeSys K | LC1K0601M7 | TeSys K LC1K0601M7 | TeSys K Contactor 6A AC-3 2.2kW 1NC Aux 220V AC | 2.2kW | 6A AC-3 | - | 45 x 58 x 57 mm | IP20 | Compact mini-contactor; Conforms to IEC, UL, CSA; 1NO or 1NC auxiliary built-in | INR | 2315 |  |  | ok | Normal Stock Item | DIN Rail 35mm | IEC 60947-4-1 | Page 77
Power Contactors (TeSys K/Deca/Giga) | TeSys K Series (0-16A) | TeSys K | LC1K0610M7 | TeSys K LC1K0610M7 | TeSys K Contactor 6A AC-3 2.2kW 1NO Aux 220V AC | 2.2kW | 6A AC-3 | - | 45 x 58 x 57 mm | IP20 | Compact mini-contactor; Conforms to IEC, UL, CSA; 1NO or 1NC auxiliary built-in | INR | 2315 |  |  | ok | Normal Stock Item | DIN Rail 35mm | IEC 60947-4-1 | Page 77
Power Contactors (TeSys K/Deca/Giga) | TeSys K Series (0-16A) | TeSys K | LC1K0901M7 | TeSys K LC1K0901M7 | TeSys K Contactor 9A AC-3 4kW 1NC Aux 220V AC | 4.0kW | 9A AC-3 | - | 45 x 58 x 57 mm | IP20 | Compact mini-contactor; Conforms to IEC, UL, CSA; 1NO or 1NC auxiliary built-in | INR | 2420 |  |  | ok | Normal Stock Item | DIN Rail 35mm | IEC 60947-4-1 | Page 77
Power Contactors (TeSys K/Deca/Giga) | TeSys K Series (0-16A) | TeSys K | LC1K0910M7 | TeSys K LC1K0910M7 | TeSys K Contactor 9A AC-3 4kW 1NO Aux 220V AC | 4.0kW | 9A AC-3 | - | 45 x 58 x 57 mm | IP20 | Compact mini-contactor; Conforms to IEC, UL, CSA; 1NO or 1NC auxiliary built-in | INR | 2420 |  |  | ok | Normal Stock Item | DIN Rail 35mm | IEC 60947-4-1 | Page 77
Power Contactors (TeSys K/Deca/Giga) | TeSys K Series (0-16A) | TeSys K | LC1K1201M7 | TeSys K LC1K1201M7 | TeSys K Contactor 12A AC-3 5.5kW 1NC Aux 220V AC | 5.5kW | 12A AC-3 | - | 45 x 58 x 57 mm | IP20 | Compact mini-contactor; Conforms to IEC, UL, CSA; 1NO or 1NC auxiliary built-in | INR | 2740 |  |  | ok | Normal Stock Item | DIN Rail 35mm | IEC 60947-4-1 | Page 77
Power Contactors (TeSys K/Deca/Giga) | TeSys K Series (0-16A) | TeSys K | LC1K1210M7 | TeSys K LC1K1210M7 | TeSys K Contactor 12A AC-3 5.5kW 1NO Aux 220V AC | 5.5kW | 12A AC-3 | - | 45 x 58 x 57 mm | IP20 | Compact mini-contactor; Conforms to IEC, UL, CSA; 1NO or 1NC auxiliary built-in | INR | 2740 |  |  | ok | Normal Stock Item | DIN Rail 35mm | IEC 60947-4-1 | Page 77
Power Contactors (TeSys K/Deca/Giga) | TeSys K Series (0-16A) | TeSys K | LC1K1601M7 | TeSys K LC1K1601M7 | TeSys K Contactor 16A AC-3 7.5kW 1NC Aux 220V AC | 7.5kW | 16A AC-3 | - | 45 x 58 x 57 mm | IP20 | Compact mini-contactor; Conforms to IEC, UL, CSA; 1NO or 1NC auxiliary built-in | INR | 3240 |  |  | ok | Normal Stock Item | DIN Rail 35mm | IEC 60947-4-1 | Page 77
Power Contactors (TeSys K/Deca/Giga) | TeSys K Series (0-16A) | TeSys K | LC1K1610M7 | TeSys K LC1K1610M7 | TeSys K Contactor 16A AC-3 7.5kW 1NO Aux 220V AC | 7.5kW | 16A AC-3 | - | 45 x 58 x 57 mm | IP20 | Compact mini-contactor; Conforms to IEC, UL, CSA; 1NO or 1NC auxiliary built-in | INR | 3240 |  |  | ok | Normal Stock Item | DIN Rail 35mm | IEC 60947-4-1 | Page 77
Power Contactors (TeSys K/Deca/Giga) | TeSys K Series (0-16A) | TeSys K | LP1K0610BD | TeSys K LP1K0610BD | TeSys K DC Contactor 6A AC-3 2.2kW 1NO Aux 24V DC | 2.2kW | 6A AC-3 | - | 45 x 58 x 57 mm | IP20 | Compact mini-contactor; Conforms to IEC, UL, CSA; 1NO or 1NC auxiliary built-in | INR | 3620 |  |  | ok | Normal Stock Item | DIN Rail 35mm | IEC 60947-4-1 | Page 77
Power Contactors (TeSys K/Deca/Giga) | TeSys K Series (0-16A) | TeSys K | LP1K0910BD | TeSys K LP1K0910BD | TeSys K DC Contactor 9A AC-3 4kW 1NO Aux 24V DC | 4.0kW | 9A AC-3 | - | 45 x 58 x 57 mm | IP20 | Compact mini-contactor; Conforms to IEC, UL, CSA; 1NO or 1NC auxiliary built-in | INR | 3935 |  |  | ok | Normal Stock Item | DIN Rail 35mm | IEC 60947-4-1 | Page 77
Power Contactors (TeSys K/Deca/Giga) | TeSys K Series (0-16A) | TeSys K | LP1K1210BD | TeSys K LP1K1210BD | TeSys K DC Contactor 12A AC-3 5.5kW 1NO Aux 24V DC | 5.5kW | 12A AC-3 | - | 45 x 58 x 57 mm | IP20 | Compact mini-contactor; Conforms to IEC, UL, CSA; 1NO or 1NC auxiliary built-in | INR | 4560 |  |  | ok | Normal Stock Item | DIN Rail 35mm | IEC 60947-4-1 | Page 77
Power Contactors (TeSys K/Deca/Giga) | TeSys K Series (0-16A) | TeSys K | LC2K0610M7 | TeSys K LC2K0610M7 | TeSys K Reversing Contactor 6A AC-3 2.2kW 220V AC | 2.2kW | 6A AC-3 | - | 45 x 58 x 57 mm | IP20 | Compact mini-contactor; Conforms to IEC, UL, CSA; 1NO or 1NC auxiliary built-in | INR | 7710 |  |  | ok | Normal Stock Item | DIN Rail 35mm | IEC 60947-4-1 | Page 77
Power Contactors (TeSys K/Deca/Giga) | TeSys K Series (0-16A) | TeSys K | LC2K0910M7 | TeSys K LC2K0910M7 | TeSys K Reversing Contactor 9A AC-3 4kW 220V AC | 4.0kW | 9A AC-3 | - | 45 x 58 x 57 mm | IP20 | Compact mini-contactor; Conforms to IEC, UL, CSA; 1NO or 1NC auxiliary built-in | INR | 8230 |  |  | ok | Normal Stock Item | DIN Rail 35mm | IEC 60947-4-1 | Page 77
Power Contactors (TeSys K/Deca/Giga) | TeSys K Series (0-16A) | TeSys K | LC2K1210M7 | TeSys K LC2K1210M7 | TeSys K Reversing Contactor 12A AC-3 5.5kW 220V AC | 5.5kW | 12A AC-3 | - | 45 x 58 x 57 mm | IP20 | Compact mini-contactor; Conforms to IEC, UL, CSA; 1NO or 1NC auxiliary built-in | INR | 8480 |  |  | ok | Normal Stock Item | DIN Rail 35mm | IEC 60947-4-1 | Page 77
Power Contactors (TeSys K/Deca/Giga) | TeSys K Series (0-16A) | TeSys K | LA1KN11 | TeSys K LA1KN11 | Auxiliary contact block 1NO + 1NC front mount for TeSys K | Front Mount | 1NO + 1NC | - | 45 x 58 x 57 mm | IP20 | Compact mini-contactor; Conforms to IEC, UL, CSA; 1NO or 1NC auxiliary built-in | INR | 1170 |  |  | ok | Normal Stock Item | DIN Rail 35mm | IEC 60947-4-1 | Page 77
Power Contactors (TeSys K/Deca/Giga) | TeSys K Series (0-16A) | TeSys K | LA1KN22 | TeSys K LA1KN22 | Auxiliary contact block 2NO + 2NC front mount for TeSys K | Front Mount | 2NO + 2NC | - | 45 x 58 x 57 mm | IP20 | Compact mini-contactor; Conforms to IEC, UL, CSA; 1NO or 1NC auxiliary built-in | INR | 1970 |  |  | ok | Normal Stock Item | DIN Rail 35mm | IEC 60947-4-1 | Page 77
Power Contactors (TeSys K/Deca/Giga) | TeSys K Series (0-16A) | TeSys K | LA2KT2E | TeSys K LA2KT2E | On Delay Electronic Timer 1-30s 24-48V AC/DC for TeSys K | 24-48V AC/DC | Timer 1-30s | - | 45 x 58 x 57 mm | IP20 | Compact mini-contactor; Conforms to IEC, UL, CSA; 1NO or 1NC auxiliary built-in | INR | 6445 |  |  | ok | Normal Stock Item | DIN Rail 35mm | IEC 60947-4-1 | Page 77
Power Contactors (TeSys K/Deca/Giga) | TeSys K Series (0-16A) | TeSys K | LA4KA1U* | TeSys K LA4KA1U* | Surge Suppressor RC Circuit 220-250V AC for TeSys K | 220-250V AC | RC Circuit | - | 45 x 58 x 57 mm | IP20 | Compact mini-contactor; Conforms to IEC, UL, CSA; 1NO or 1NC auxiliary built-in | INR | 1690 |  |  | ok | Normal Stock Item | DIN Rail 35mm | IEC 60947-4-1 | Page 77
Power Contactors (TeSys K/Deca/Giga) | Capacitor Duty Contactors | TeSys LC1D*K | LC1DFK11M7 | Capacitor 12.5 kVar | Capacitor Contactor 12.5 kVar 440V 1NO+2NC 220V AC | 440V | 12.5 kVar | - | Compact footprint | IP20 | Equipped with early-make damping resistors to limit inrush currents on capacitor banks | INR | 7565 |  |  | ok | Normal Stock Item | DIN Rail / Plate | IEC 60947-4-1 | Page 79
Power Contactors (TeSys K/Deca/Giga) | Capacitor Duty Contactors | TeSys LC1D*K | LC1DGK11M7 | Capacitor 16.7 kVar | Capacitor Contactor 16.7 kVar 440V 1NO+2NC 220V AC | 440V | 16.7 kVar | - | Compact footprint | IP20 | Equipped with early-make damping resistors to limit inrush currents on capacitor banks | INR | 10625 |  |  | ok | Normal Stock Item | DIN Rail / Plate | IEC 60947-4-1 | Page 79
Power Contactors (TeSys K/Deca/Giga) | Capacitor Duty Contactors | TeSys LC1D*K | LC1DLK11M7 | Capacitor 21 kVar | Capacitor Contactor 21 kVar 440V 1NO+2NC 220V AC | 440V | 21 kVar | - | Compact footprint | IP20 | Equipped with early-make damping resistors to limit inrush currents on capacitor banks | INR | 11935 |  |  | ok | Normal Stock Item | DIN Rail / Plate | IEC 60947-4-1 | Page 79
Power Contactors (TeSys K/Deca/Giga) | Capacitor Duty Contactors | TeSys LC1D*K | LC1DMK11M7 | Capacitor 27 kVar | Capacitor Contactor 27 kVar 440V 1NO+2NC 220V AC | 440V | 27 kVar | - | Compact footprint | IP20 | Equipped with early-make damping resistors to limit inrush currents on capacitor banks | INR | 13090 |  |  | ok | Normal Stock Item | DIN Rail / Plate | IEC 60947-4-1 | Page 79
Power Contactors (TeSys K/Deca/Giga) | Capacitor Duty Contactors | TeSys LC1D*K | LC1DPK11M7 | Capacitor 32 kVar | Capacitor Contactor 32 kVar 440V 1NO+2NC 220V AC | 440V | 32 kVar | - | Compact footprint | IP20 | Equipped with early-make damping resistors to limit inrush currents on capacitor banks | INR | 28520 |  |  | ok | Normal Stock Item | DIN Rail / Plate | IEC 60947-4-1 | Page 79
Power Contactors (TeSys K/Deca/Giga) | Capacitor Duty Contactors | TeSys LC1D*K | LC1DTK11M7 | Capacitor 43 kVar | Capacitor Contactor 43 kVar 440V 1NO+2NC 220V AC | 440V | 43 kVar | - | Compact footprint | IP20 | Equipped with early-make damping resistors to limit inrush currents on capacitor banks | INR | 39290 |  |  | ok | Normal Stock Item | DIN Rail / Plate | IEC 60947-4-1 | Page 79
Power Contactors (TeSys K/Deca/Giga) | Capacitor Duty Contactors | TeSys LC1D*K | LC1DWK12M7 | Capacitor 67 kVar | Capacitor Contactor 67 kVar 440V 1NO+2NC 220V AC | 440V | 67 kVar | - | Compact footprint | IP20 | Equipped with early-make damping resistors to limit inrush currents on capacitor banks | INR | 44230 |  |  | ok | Normal Stock Item | DIN Rail / Plate | IEC 60947-4-1 | Page 79
Power Contactors (TeSys K/Deca/Giga) | TeSys Deca Series (9-150A) | TeSys Deca | LC1D09M7 | TeSys Deca LC1D09M7 | TeSys Deca Contactor 9A AC-3 4kW 1NO+1NC 220V AC | 220V AC | 9A (AC-3) | - | Standard Deca frame | IP20 | EverLink double cage terminals on 40-80A; Built-in surge suppressor; Up to 80% less energy with Advanced coil | INR | 2725 |  |  | ok | Normal Stock Item | DIN Rail / Plate | IEC 60947-4-1 | Page 80
Power Contactors (TeSys K/Deca/Giga) | TeSys Deca Series (9-150A) | TeSys Deca | LC1D12M7 | TeSys Deca LC1D12M7 | TeSys Deca Contactor 12A AC-3 5.5kW 1NO+1NC 220V AC | 220V AC | 12A (AC-3) | - | Standard Deca frame | IP20 | EverLink double cage terminals on 40-80A; Built-in surge suppressor; Up to 80% less energy with Advanced coil | INR | 3070 |  |  | ok | Normal Stock Item | DIN Rail / Plate | IEC 60947-4-1 | Page 80
Power Contactors (TeSys K/Deca/Giga) | TeSys Deca Series (9-150A) | TeSys Deca | LC1D18M7 | TeSys Deca LC1D18M7 | TeSys Deca Contactor 18A AC-3 9kW 1NO+1NC 220V AC | 220V AC | 18A (AC-3) | - | Standard Deca frame | IP20 | EverLink double cage terminals on 40-80A; Built-in surge suppressor; Up to 80% less energy with Advanced coil | INR | 3560 |  |  | ok | Normal Stock Item | DIN Rail / Plate | IEC 60947-4-1 | Page 80
Power Contactors (TeSys K/Deca/Giga) | TeSys Deca Series (9-150A) | TeSys Deca | LC1D25M7 | TeSys Deca LC1D25M7 | TeSys Deca Contactor 25A AC-3 11kW 1NO+1NC 220V AC | 220V AC | 25A (AC-3) | - | Standard Deca frame | IP20 | EverLink double cage terminals on 40-80A; Built-in surge suppressor; Up to 80% less energy with Advanced coil | INR | 4420 |  |  | ok | Normal Stock Item | DIN Rail / Plate | IEC 60947-4-1 | Page 80
Power Contactors (TeSys K/Deca/Giga) | TeSys Deca Series (9-150A) | TeSys Deca | LC1D32M7 | TeSys Deca LC1D32M7 | TeSys Deca Contactor 32A AC-3 15kW 1NO+1NC 220V AC | 220V AC | 32A (AC-3) | - | Standard Deca frame | IP20 | EverLink double cage terminals on 40-80A; Built-in surge suppressor; Up to 80% less energy with Advanced coil | INR | 8600 |  |  | ok | Normal Stock Item | DIN Rail / Plate | IEC 60947-4-1 | Page 80
Power Contactors (TeSys K/Deca/Giga) | TeSys Deca Series (9-150A) | TeSys Deca | LC1D38M7 | TeSys Deca LC1D38M7 | TeSys Deca Contactor 38A AC-3 18.5kW 1NO+1NC 220V AC | 220V AC | 38A (AC-3) | - | Standard Deca frame | IP20 | EverLink double cage terminals on 40-80A; Built-in surge suppressor; Up to 80% less energy with Advanced coil | INR | 12230 |  |  | ok | Normal Stock Item | DIN Rail / Plate | IEC 60947-4-1 | Page 80
Power Contactors (TeSys K/Deca/Giga) | TeSys Deca Series (9-150A) | TeSys Deca | LC1D40AM7 | TeSys Deca LC1D40AM7 | TeSys Deca Contactor 40A AC-3 22kW EverLink 1NO+1NC 220V AC | 220V AC | 40A (AC-3) | - | Standard Deca frame | IP20 | EverLink double cage terminals on 40-80A; Built-in surge suppressor; Up to 80% less energy with Advanced coil | INR | 13085 |  |  | ok | Normal Stock Item | DIN Rail / Plate | IEC 60947-4-1 | Page 88
Power Contactors (TeSys K/Deca/Giga) | TeSys Deca Series (9-150A) | TeSys Deca | LC1D50AM7 | TeSys Deca LC1D50AM7 | TeSys Deca Contactor 50A AC-3 25kW EverLink 1NO+1NC 220V AC | 220V AC | 50A (AC-3) | - | Standard Deca frame | IP20 | EverLink double cage terminals on 40-80A; Built-in surge suppressor; Up to 80% less energy with Advanced coil | INR | 16960 |  |  | ok | Normal Stock Item | DIN Rail / Plate | IEC 60947-4-1 | Page 88
Power Contactors (TeSys K/Deca/Giga) | TeSys Deca Series (9-150A) | TeSys Deca | LC1D65AM7 | TeSys Deca LC1D65AM7 | TeSys Deca Contactor 65A AC-3 37kW EverLink 1NO+1NC 220V AC | 220V AC | 65A (AC-3) | - | Standard Deca frame | IP20 | EverLink double cage terminals on 40-80A; Built-in surge suppressor; Up to 80% less energy with Advanced coil | INR | 23535 |  |  | ok | Normal Stock Item | DIN Rail / Plate | IEC 60947-4-1 | Page 88
Power Contactors (TeSys K/Deca/Giga) | TeSys Deca Series (9-150A) | TeSys Deca | LC1D80AM7 | TeSys Deca LC1D80AM7 | TeSys Deca Contactor 80A AC-3 37kW EverLink 1NO+1NC 220V AC | 220V AC | 80A (AC-3) | - | Standard Deca frame | IP20 | EverLink double cage terminals on 40-80A; Built-in surge suppressor; Up to 80% less energy with Advanced coil | INR | 29420 |  |  | ok | Normal Stock Item | DIN Rail / Plate | IEC 60947-4-1 | Page 88
Power Contactors (TeSys K/Deca/Giga) | TeSys Deca Series (9-150A) | TeSys Deca | LC1D80M7 | TeSys Deca LC1D80M7 | TeSys Deca Contactor 80A AC-3 45kW 1NO+1NC 220V AC | 220V AC | 80A (AC-3) | - | Standard Deca frame | IP20 | EverLink double cage terminals on 40-80A; Built-in surge suppressor; Up to 80% less energy with Advanced coil | INR | 36370 |  |  | ok | Normal Stock Item | DIN Rail / Plate | IEC 60947-4-1 | Page 80
Power Contactors (TeSys K/Deca/Giga) | TeSys Deca Series (9-150A) | TeSys Deca | LC1D95M7 | TeSys Deca LC1D95M7 | TeSys Deca Contactor 95A AC-3 45kW 1NO+1NC 220V AC | 220V AC | 95A (AC-3) | - | Standard Deca frame | IP20 | EverLink double cage terminals on 40-80A; Built-in surge suppressor; Up to 80% less energy with Advanced coil | INR | 37885 |  |  | ok | Normal Stock Item | DIN Rail / Plate | IEC 60947-4-1 | Page 80
Power Contactors (TeSys K/Deca/Giga) | TeSys Deca Series (9-150A) | TeSys Deca | LC1D09KUE | TeSys Deca LC1D09KUE | TeSys Deca Advanced Contactor 9A AC-3 Electronic Coil 100-250V AC/DC | 100-250V AC/DC | 9A (AC-3) | - | Standard Deca frame | IP20 | EverLink double cage terminals on 40-80A; Built-in surge suppressor; Up to 80% less energy with Advanced coil | INR | 5640 |  |  | ok | Normal Stock Item | DIN Rail / Plate | IEC 60947-4-1 | Page 80
Power Contactors (TeSys K/Deca/Giga) | TeSys Deca Series (9-150A) | TeSys Deca | LC1D18KUE | TeSys Deca LC1D18KUE | TeSys Deca Advanced Contactor 18A AC-3 Electronic Coil 100-250V AC/DC | 100-250V AC/DC | 18A (AC-3) | - | Standard Deca frame | IP20 | EverLink double cage terminals on 40-80A; Built-in surge suppressor; Up to 80% less energy with Advanced coil | INR | 7980 |  |  | ok | Normal Stock Item | DIN Rail / Plate | IEC 60947-4-1 | Page 80
Power Contactors (TeSys K/Deca/Giga) | TeSys Deca Series (9-150A) | TeSys Deca | LC1D32KUE | TeSys Deca LC1D32KUE | TeSys Deca Advanced Contactor 32A AC-3 Electronic Coil 100-250V AC/DC | 100-250V AC/DC | 32A (AC-3) | - | Standard Deca frame | IP20 | EverLink double cage terminals on 40-80A; Built-in surge suppressor; Up to 80% less energy with Advanced coil | INR | 18705 |  |  | ok | Normal Stock Item | DIN Rail / Plate | IEC 60947-4-1 | Page 80
Power Contactors (TeSys K/Deca/Giga) | TeSys Deca Series (9-150A) | TeSys Deca | LC1D40AKUE | TeSys Deca LC1D40AKUE | TeSys Deca Advanced Contactor 40A AC-3 Electronic Coil 100-250V AC/DC | 100-250V AC/DC | 40A (AC-3) | - | Standard Deca frame | IP20 | EverLink double cage terminals on 40-80A; Built-in surge suppressor; Up to 80% less energy with Advanced coil | INR | 21865 |  |  | ok | Normal Stock Item | DIN Rail / Plate | IEC 60947-4-1 | Page 80
Power Contactors (TeSys K/Deca/Giga) | TeSys Deca Series (9-150A) | TeSys Deca | LC1D65AKUE | TeSys Deca LC1D65AKUE | TeSys Deca Advanced Contactor 65A AC-3 Electronic Coil 100-250V AC/DC | 100-250V AC/DC | 65A (AC-3) | - | Standard Deca frame | IP20 | EverLink double cage terminals on 40-80A; Built-in surge suppressor; Up to 80% less energy with Advanced coil | INR | 31120 |  |  | ok | Normal Stock Item | DIN Rail / Plate | IEC 60947-4-1 | Page 80
Power Contactors (TeSys K/Deca/Giga) | TeSys Deca Series (9-150A) | TeSys Deca | LC1D80AKUE | TeSys Deca LC1D80AKUE | TeSys Deca Advanced Contactor 80A AC-3 Electronic Coil 100-250V AC/DC | 100-250V AC/DC | 80A (AC-3) | - | Standard Deca frame | IP20 | EverLink double cage terminals on 40-80A; Built-in surge suppressor; Up to 80% less energy with Advanced coil | INR | 37770 |  |  | ok | Normal Stock Item | DIN Rail / Plate | IEC 60947-4-1 | Page 80
Power Contactors (TeSys K/Deca/Giga) | TeSys Deca Series (9-150A) | TeSys Deca | LC1D115AKUE | TeSys Deca LC1D115AKUE | TeSys Deca Advanced Contactor 115A AC-3 Electronic Coil 100-250V AC/DC | 100-250V AC/DC | 115A (AC-3) | - | Standard Deca frame | IP20 | EverLink double cage terminals on 40-80A; Built-in surge suppressor; Up to 80% less energy with Advanced coil | INR | 49415 |  |  | ok | Normal Stock Item | DIN Rail / Plate | IEC 60947-4-1 | Page 80
Power Contactors (TeSys K/Deca/Giga) | TeSys Deca Series (9-150A) | TeSys Deca | LC1D150AKUE | TeSys Deca LC1D150AKUE | TeSys Deca Advanced Contactor 150A AC-3 Electronic Coil 100-250V AC/DC | 100-250V AC/DC | 150A (AC-3) | - | Standard Deca frame | IP20 | EverLink double cage terminals on 40-80A; Built-in surge suppressor; Up to 80% less energy with Advanced coil | INR | 50455 |  |  | ok | Normal Stock Item | DIN Rail / Plate | IEC 60947-4-1 | Page 80
Power Contactors (TeSys K/Deca/Giga) | TeSys Deca Series (9-150A) | TeSys Deca | LC1DT20M7 | TeSys Deca LC1DT20M7 | TeSys Deca 4P Contactor 20A AC-1 4NO 220V AC | 220V AC | 20A (AC-1) | - | Standard Deca frame | IP20 | EverLink double cage terminals on 40-80A; Built-in surge suppressor; Up to 80% less energy with Advanced coil | INR | 5210 |  |  | ok | Normal Stock Item | DIN Rail / Plate | IEC 60947-4-1 | Page 80
Power Contactors (TeSys K/Deca/Giga) | TeSys Deca Series (9-150A) | TeSys Deca | LC1DT25M7 | TeSys Deca LC1DT25M7 | TeSys Deca 4P Contactor 25A AC-1 4NO 220V AC | 220V AC | 25A (AC-1) | - | Standard Deca frame | IP20 | EverLink double cage terminals on 40-80A; Built-in surge suppressor; Up to 80% less energy with Advanced coil | INR | 6260 |  |  | ok | Normal Stock Item | DIN Rail / Plate | IEC 60947-4-1 | Page 80
Power Contactors (TeSys K/Deca/Giga) | TeSys Deca Series (9-150A) | TeSys Deca | LC1DT32M7 | TeSys Deca LC1DT32M7 | TeSys Deca 4P Contactor 32A AC-1 4NO 220V AC | 220V AC | 32A (AC-1) | - | Standard Deca frame | IP20 | EverLink double cage terminals on 40-80A; Built-in surge suppressor; Up to 80% less energy with Advanced coil | INR | 6875 |  |  | ok | Normal Stock Item | DIN Rail / Plate | IEC 60947-4-1 | Page 80
Power Contactors (TeSys K/Deca/Giga) | TeSys Deca Series (9-150A) | TeSys Deca | LC1DT40M7 | TeSys Deca LC1DT40M7 | TeSys Deca 4P Contactor 40A AC-1 4NO 220V AC | 220V AC | 40A (AC-1) | - | Standard Deca frame | IP20 | EverLink double cage terminals on 40-80A; Built-in surge suppressor; Up to 80% less energy with Advanced coil | INR | 10780 |  |  | ok | Normal Stock Item | DIN Rail / Plate | IEC 60947-4-1 | Page 80
Power Contactors (TeSys K/Deca/Giga) | TeSys Deca Series (9-150A) | TeSys Deca | LC1DT60ABBE | TeSys Deca LC1DT60ABBE | TeSys Deca Advanced 4P Contactor 60A AC-1 4NO 24V DC Low Cons. | 24V DC | 60A (AC-1) | - | Standard Deca frame | IP20 | EverLink double cage terminals on 40-80A; Built-in surge suppressor; Up to 80% less energy with Advanced coil | INR | 21575 |  |  | ok | Normal Stock Item | DIN Rail / Plate | IEC 60947-4-1 | Page 80
Power Contactors (TeSys K/Deca/Giga) | TeSys Deca Series (9-150A) | TeSys Deca | LC1DT80AKUE | TeSys Deca LC1DT80AKUE | TeSys Deca Advanced 4P Contactor 80A AC-1 4NO 100-250V AC/DC | 100-250V AC/DC | 80A (AC-1) | - | Standard Deca frame | IP20 | EverLink double cage terminals on 40-80A; Built-in surge suppressor; Up to 80% less energy with Advanced coil | INR | 32185 |  |  | ok | Normal Stock Item | DIN Rail / Plate | IEC 60947-4-1 | Page 80
Power Contactors (TeSys K/Deca/Giga) | TeSys Deca Series (9-150A) | TeSys Deca | LC1DT200AKUE | TeSys Deca LC1DT200AKUE | TeSys Deca Advanced 4P Contactor 200A AC-1 4NO 100-250V AC/DC | 100-250V AC/DC | 200A (AC-1) | - | Standard Deca frame | IP20 | EverLink double cage terminals on 40-80A; Built-in surge suppressor; Up to 80% less energy with Advanced coil | INR | 64035 |  |  | ok | Normal Stock Item | DIN Rail / Plate | IEC 60947-4-1 | Page 80
Power Contactors (TeSys K/Deca/Giga) | TeSys Deca Accessories | TeSys Deca Accessories | LADN11 | Deca Block LADN11 | Instantaneous auxiliary contact block 1NO + 1NC front mount | Up to 690V | 10A Ith | - | Front / Side clip-on | IP20 | Clip-on mounting without tools; Mirror contact compliance IEC 60947-4-1 | INR | 810 |  |  | ok | Normal Stock Item | Clip-on to contactor | IEC 60947-5-1 | Page 92
Power Contactors (TeSys K/Deca/Giga) | TeSys Deca Accessories | TeSys Deca Accessories | LADN20 | Deca Block LADN20 | Instantaneous auxiliary contact block 2NO front mount | Up to 690V | 10A Ith | - | Front / Side clip-on | IP20 | Clip-on mounting without tools; Mirror contact compliance IEC 60947-4-1 | INR | 900 |  |  | ok | Normal Stock Item | Clip-on to contactor | IEC 60947-5-1 | Page 92
Power Contactors (TeSys K/Deca/Giga) | TeSys Deca Accessories | TeSys Deca Accessories | LADN02 | Deca Block LADN02 | Instantaneous auxiliary contact block 2NC front mount | Up to 690V | 10A Ith | - | Front / Side clip-on | IP20 | Clip-on mounting without tools; Mirror contact compliance IEC 60947-4-1 | INR | 900 |  |  | ok | Normal Stock Item | Clip-on to contactor | IEC 60947-5-1 | Page 92
Power Contactors (TeSys K/Deca/Giga) | TeSys Deca Accessories | TeSys Deca Accessories | LADN22 | Deca Block LADN22 | Instantaneous auxiliary contact block 2NO + 2NC front mount | Up to 690V | 10A Ith | - | Front / Side clip-on | IP20 | Clip-on mounting without tools; Mirror contact compliance IEC 60947-4-1 | INR | 1475 |  |  | ok | Normal Stock Item | Clip-on to contactor | IEC 60947-5-1 | Page 92
Power Contactors (TeSys K/Deca/Giga) | TeSys Deca Accessories | TeSys Deca Accessories | LADN40 | Deca Block LADN40 | Instantaneous auxiliary contact block 4NO front mount | Up to 690V | 10A Ith | - | Front / Side clip-on | IP20 | Clip-on mounting without tools; Mirror contact compliance IEC 60947-4-1 | INR | 1475 |  |  | ok | Normal Stock Item | Clip-on to contactor | IEC 60947-5-1 | Page 92
Power Contactors (TeSys K/Deca/Giga) | TeSys Deca Accessories | TeSys Deca Accessories | LADN04 | Deca Block LADN04 | Instantaneous auxiliary contact block 4NC front mount | Up to 690V | 10A Ith | - | Front / Side clip-on | IP20 | Clip-on mounting without tools; Mirror contact compliance IEC 60947-4-1 | INR | 2160 |  |  | ok | Normal Stock Item | Clip-on to contactor | IEC 60947-5-1 | Page 92
Power Contactors (TeSys K/Deca/Giga) | TeSys Deca Accessories | TeSys Deca Accessories | LAD8N11 | Deca Block LAD8N11 | Instantaneous auxiliary contact block 1NO + 1NC side mount | Up to 690V | 10A Ith | - | Front / Side clip-on | IP20 | Clip-on mounting without tools; Mirror contact compliance IEC 60947-4-1 | INR | 3105 |  |  | ok | Normal Stock Item | Clip-on to contactor | IEC 60947-5-1 | Page 92
Power Contactors (TeSys K/Deca/Giga) | TeSys Deca Accessories | TeSys Deca Accessories | LADT0 | Deca Block LADT0 | Pneumatic timer block ON delay 0.1-3s 1NO + 1NC front mount | Up to 690V | 10A Ith | - | Front / Side clip-on | IP20 | Clip-on mounting without tools; Mirror contact compliance IEC 60947-4-1 | INR | 5845 |  |  | ok | Normal Stock Item | Clip-on to contactor | IEC 60947-5-1 | Page 92
Power Contactors (TeSys K/Deca/Giga) | TeSys Deca Accessories | TeSys Deca Accessories | LADT2 | Deca Block LADT2 | Pneumatic timer block ON delay 0.1-30s 1NO + 1NC front mount | Up to 690V | 10A Ith | - | Front / Side clip-on | IP20 | Clip-on mounting without tools; Mirror contact compliance IEC 60947-4-1 | INR | 5845 |  |  | ok | Normal Stock Item | Clip-on to contactor | IEC 60947-5-1 | Page 92
Power Contactors (TeSys K/Deca/Giga) | TeSys Deca Accessories | TeSys Deca Accessories | LADR0 | Deca Block LADR0 | Pneumatic timer block OFF delay 0.1-3s 1NO + 1NC front mount | Up to 690V | 10A Ith | - | Front / Side clip-on | IP20 | Clip-on mounting without tools; Mirror contact compliance IEC 60947-4-1 | INR | 5845 |  |  | ok | Normal Stock Item | Clip-on to contactor | IEC 60947-5-1 | Page 92
Power Contactors (TeSys K/Deca/Giga) | TeSys Deca Accessories | TeSys Deca Accessories | LADR2 | Deca Block LADR2 | Pneumatic timer block OFF delay 0.1-30s 1NO + 1NC front mount | Up to 690V | 10A Ith | - | Front / Side clip-on | IP20 | Clip-on mounting without tools; Mirror contact compliance IEC 60947-4-1 | INR | 5845 |  |  | ok | Normal Stock Item | Clip-on to contactor | IEC 60947-5-1 | Page 92
Power Contactors (TeSys K/Deca/Giga) | TeSys Deca Accessories | TeSys Deca Accessories | LADN11R | Deca Block LADN11R | Auxiliary block 1NO + 1NC harsh environment 17V/1mA gold contacts | Up to 690V | 10A Ith | - | Front / Side clip-on | IP20 | Clip-on mounting without tools; Mirror contact compliance IEC 60947-4-1 | INR | 1315 |  |  | ok | Normal Stock Item | Clip-on to contactor | IEC 60947-5-1 | Page 92
Power Contactors (TeSys K/Deca/Giga) | TeSys Deca Accessories | TeSys Deca Accessories | LADN22R | Deca Block LADN22R | Auxiliary block 2NO + 2NC harsh environment 17V/1mA gold contacts | Up to 690V | 10A Ith | - | Front / Side clip-on | IP20 | Clip-on mounting without tools; Mirror contact compliance IEC 60947-4-1 | INR | 1570 |  |  | ok | Normal Stock Item | Clip-on to contactor | IEC 60947-5-1 | Page 92
Power Contactors (TeSys K/Deca/Giga) | TeSys Deca Accessories | TeSys Deca Accessories | LAD9V2 | Deca Block LAD9V2 | Mechanical interlock kit for LC1D09 to D38 | Up to 690V | 10A Ith | - | Front / Side clip-on | IP20 | Clip-on mounting without tools; Mirror contact compliance IEC 60947-4-1 | INR | 1210 |  |  | ok | Normal Stock Item | Clip-on to contactor | IEC 60947-5-1 | Page 92
Power Contactors (TeSys K/Deca/Giga) | TeSys Deca Accessories | TeSys Deca Accessories | LAD4CM | Deca Block LAD4CM | Mechanical interlock kit for LC1D40A to D65A | Up to 690V | 10A Ith | - | Front / Side clip-on | IP20 | Clip-on mounting without tools; Mirror contact compliance IEC 60947-4-1 | INR | 2460 |  |  | ok | Normal Stock Item | Clip-on to contactor | IEC 60947-5-1 | Page 92
Power Contactors (TeSys K/Deca/Giga) | TeSys Deca Accessories | TeSys Deca Accessories | LAD9R1V | Deca Block LAD9R1V | Reversing Kit comprising mechanical interlock LAD9V2 & power busbars | Up to 690V | 10A Ith | - | Front / Side clip-on | IP20 | Clip-on mounting without tools; Mirror contact compliance IEC 60947-4-1 | INR | 2515 |  |  | ok | Normal Stock Item | Clip-on to contactor | IEC 60947-5-1 | Page 92
Power Contactors (TeSys K/Deca/Giga) | TeSys Deca Accessories | TeSys Deca Accessories | LAD91217 | Deca Block LAD91217 | Star Delta Kit for LC1D09 and D12 contactors | Up to 690V | 10A Ith | - | Front / Side clip-on | IP20 | Clip-on mounting without tools; Mirror contact compliance IEC 60947-4-1 | INR | 9450 |  |  | ok | Normal Stock Item | Clip-on to contactor | IEC 60947-5-1 | Page 92
Power Contactors (TeSys K/Deca/Giga) | TeSys Giga Series (115-800A) | TeSys Giga | LC1G115EHEN | TeSys Giga LC1G115EHEN | TeSys Giga Contactor 3P 115A AC-3 55kW 48-130V AC/DC | 48-130V AC/DC | 115A (AC-3) | - | Heavy duty chassis | IP20 with shroud | Continuous local/remote monitoring of contact wear; Wideband electronic coil; Integrated diagnosis LED | INR | 42975 |  |  | ok | Normal Stock Item | Chassis Mounting | IEC 60947-4-1 | Page 98
Power Contactors (TeSys K/Deca/Giga) | TeSys Giga Series (115-800A) | TeSys Giga | LC1G115KUEN | TeSys Giga LC1G115KUEN | TeSys Giga Contactor 3P 115A AC-3 55kW 100-250V AC/DC | 100-250V AC/DC | 115A (AC-3) | - | Heavy duty chassis | IP20 with shroud | Continuous local/remote monitoring of contact wear; Wideband electronic coil; Integrated diagnosis LED | INR | 44445 |  |  | ok | Normal Stock Item | Chassis Mounting | IEC 60947-4-1 | Page 98
Power Contactors (TeSys K/Deca/Giga) | TeSys Giga Series (115-800A) | TeSys Giga | LC1G150KUEN | TeSys Giga LC1G150KUEN | TeSys Giga Contactor 3P 150A AC-3 75kW 100-250V AC/DC | 100-250V AC/DC | 150A (AC-3) | - | Heavy duty chassis | IP20 with shroud | Continuous local/remote monitoring of contact wear; Wideband electronic coil; Integrated diagnosis LED | INR | 56685 |  |  | ok | Normal Stock Item | Chassis Mounting | IEC 60947-4-1 | Page 98
Power Contactors (TeSys K/Deca/Giga) | TeSys Giga Series (115-800A) | TeSys Giga | LC1G185KUEN | TeSys Giga LC1G185KUEN | TeSys Giga Contactor 3P 185A AC-3 90kW 100-250V AC/DC | 100-250V AC/DC | 185A (AC-3) | - | Heavy duty chassis | IP20 with shroud | Continuous local/remote monitoring of contact wear; Wideband electronic coil; Integrated diagnosis LED | INR | 70245 |  |  | ok | Normal Stock Item | Chassis Mounting | IEC 60947-4-1 | Page 98
Power Contactors (TeSys K/Deca/Giga) | TeSys Giga Series (115-800A) | TeSys Giga | LC1G225KUEN | TeSys Giga LC1G225KUEN | TeSys Giga Contactor 3P 225A AC-3 110kW 100-250V AC/DC | 100-250V AC/DC | 225A (AC-3) | - | Heavy duty chassis | IP20 with shroud | Continuous local/remote monitoring of contact wear; Wideband electronic coil; Integrated diagnosis LED | INR | 75590 |  |  | ok | Normal Stock Item | Chassis Mounting | IEC 60947-4-1 | Page 98
Power Contactors (TeSys K/Deca/Giga) | TeSys Giga Series (115-800A) | TeSys Giga | LC1G265KUEN | TeSys Giga LC1G265KUEN | TeSys Giga Contactor 3P 265A AC-3 132kW 100-250V AC/DC | 100-250V AC/DC | 265A (AC-3) | - | Heavy duty chassis | IP20 with shroud | Continuous local/remote monitoring of contact wear; Wideband electronic coil; Integrated diagnosis LED | INR | 92910 |  |  | ok | Normal Stock Item | Chassis Mounting | IEC 60947-4-1 | Page 98
Power Contactors (TeSys K/Deca/Giga) | TeSys Giga Series (115-800A) | TeSys Giga | LC1G330KUEN | TeSys Giga LC1G330KUEN | TeSys Giga Contactor 3P 330A AC-3 160kW 100-250V AC/DC | 100-250V AC/DC | 330A (AC-3) | - | Heavy duty chassis | IP20 with shroud | Continuous local/remote monitoring of contact wear; Wideband electronic coil; Integrated diagnosis LED | INR | 112345 |  |  | ok | Normal Stock Item | Chassis Mounting | IEC 60947-4-1 | Page 98
Power Contactors (TeSys K/Deca/Giga) | TeSys Giga Series (115-800A) | TeSys Giga | LC1G400KUEN | TeSys Giga LC1G400KUEN | TeSys Giga Contactor 3P 400A AC-3 200kW 100-250V AC/DC | 100-250V AC/DC | 400A (AC-3) | - | Heavy duty chassis | IP20 with shroud | Continuous local/remote monitoring of contact wear; Wideband electronic coil; Integrated diagnosis LED | INR | 135785 |  |  | ok | Normal Stock Item | Chassis Mounting | IEC 60947-4-1 | Page 98
Power Contactors (TeSys K/Deca/Giga) | TeSys Giga Series (115-800A) | TeSys Giga | LC1G500KUEN | TeSys Giga LC1G500KUEN | TeSys Giga Contactor 3P 500A AC-3 250kW 100-250V AC/DC | 100-250V AC/DC | 500A (AC-3) | - | Heavy duty chassis | IP20 with shroud | Continuous local/remote monitoring of contact wear; Wideband electronic coil; Integrated diagnosis LED | INR | 188365 |  |  | ok | Normal Stock Item | Chassis Mounting | IEC 60947-4-1 | Page 98
Power Contactors (TeSys K/Deca/Giga) | TeSys Giga Series (115-800A) | TeSys Giga | LC1G630KUEN | TeSys Giga LC1G630KUEN | TeSys Giga Contactor 3P 630A AC-3 375kW 100-250V AC/DC | 100-250V AC/DC | 630A (AC-3) | - | Heavy duty chassis | IP20 with shroud | Continuous local/remote monitoring of contact wear; Wideband electronic coil; Integrated diagnosis LED | INR | 290890 |  |  | ok | Normal Stock Item | Chassis Mounting | IEC 60947-4-1 | Page 98
Power Contactors (TeSys K/Deca/Giga) | TeSys Giga Series (115-800A) | TeSys Giga | LC1G800KUEN | TeSys Giga LC1G800KUEN | TeSys Giga Contactor 3P 800A AC-3 450kW 100-250V AC/DC | 100-250V AC/DC | 800A (AC-3) | - | Heavy duty chassis | IP20 with shroud | Continuous local/remote monitoring of contact wear; Wideband electronic coil; Integrated diagnosis LED | INR | 353355 |  |  | ok | Normal Stock Item | Chassis Mounting | IEC 60947-4-1 | Page 98
Power Contactors (TeSys K/Deca/Giga) | TeSys Giga Series (115-800A) | TeSys Giga | LC1G1154KUEN | TeSys Giga LC1G1154KUEN | TeSys Giga Contactor 4P 250A AC-1 100-250V AC/DC | 100-250V AC/DC | 250A (AC-1) | - | Heavy duty chassis | IP20 with shroud | Continuous local/remote monitoring of contact wear; Wideband electronic coil; Integrated diagnosis LED | INR | 73110 |  |  | ok | Normal Stock Item | Chassis Mounting | IEC 60947-4-1 | Page 98
Power Contactors (TeSys K/Deca/Giga) | TeSys Giga Series (115-800A) | TeSys Giga | LC1G1504KUEN | TeSys Giga LC1G1504KUEN | TeSys Giga Contactor 4P 275A AC-1 100-250V AC/DC | 100-250V AC/DC | 275A (AC-1) | - | Heavy duty chassis | IP20 with shroud | Continuous local/remote monitoring of contact wear; Wideband electronic coil; Integrated diagnosis LED | INR | 86985 |  |  | ok | Normal Stock Item | Chassis Mounting | IEC 60947-4-1 | Page 98
Power Contactors (TeSys K/Deca/Giga) | TeSys Giga Series (115-800A) | TeSys Giga | LC1G1854KUEN | TeSys Giga LC1G1854KUEN | TeSys Giga Contactor 4P 305A AC-1 100-250V AC/DC | 100-250V AC/DC | 305A (AC-1) | - | Heavy duty chassis | IP20 with shroud | Continuous local/remote monitoring of contact wear; Wideband electronic coil; Integrated diagnosis LED | INR | 108690 |  |  | ok | Normal Stock Item | Chassis Mounting | IEC 60947-4-1 | Page 98
Power Contactors (TeSys K/Deca/Giga) | TeSys Giga Series (115-800A) | TeSys Giga | LC1G2254KUEN | TeSys Giga LC1G2254KUEN | TeSys Giga Contactor 4P 330A AC-1 100-250V AC/DC | 100-250V AC/DC | 330A (AC-1) | - | Heavy duty chassis | IP20 with shroud | Continuous local/remote monitoring of contact wear; Wideband electronic coil; Integrated diagnosis LED | INR | 127675 |  |  | ok | Normal Stock Item | Chassis Mounting | IEC 60947-4-1 | Page 98
Power Contactors (TeSys K/Deca/Giga) | TeSys Giga Series (115-800A) | TeSys Giga | LC1G2654KUEN | TeSys Giga LC1G2654KUEN | TeSys Giga Contactor 4P 385A AC-1 100-250V AC/DC | 100-250V AC/DC | 385A (AC-1) | - | Heavy duty chassis | IP20 with shroud | Continuous local/remote monitoring of contact wear; Wideband electronic coil; Integrated diagnosis LED | INR | 142745 |  |  | ok | Normal Stock Item | Chassis Mounting | IEC 60947-4-1 | Page 98
Power Contactors (TeSys K/Deca/Giga) | TeSys Giga Series (115-800A) | TeSys Giga | LC1G3304KUEN | TeSys Giga LC1G3304KUEN | TeSys Giga Contactor 4P 440A AC-1 100-250V AC/DC | 100-250V AC/DC | 440A (AC-1) | - | Heavy duty chassis | IP20 with shroud | Continuous local/remote monitoring of contact wear; Wideband electronic coil; Integrated diagnosis LED | INR | 166120 |  |  | ok | Normal Stock Item | Chassis Mounting | IEC 60947-4-1 | Page 98
Power Contactors (TeSys K/Deca/Giga) | TeSys Giga Series (115-800A) | TeSys Giga | LC1G4004KUEN | TeSys Giga LC1G4004KUEN | TeSys Giga Contactor 4P 550A AC-1 100-250V AC/DC | 100-250V AC/DC | 550A (AC-1) | - | Heavy duty chassis | IP20 with shroud | Continuous local/remote monitoring of contact wear; Wideband electronic coil; Integrated diagnosis LED | INR | 206450 |  |  | ok | Normal Stock Item | Chassis Mounting | IEC 60947-4-1 | Page 98
Power Contactors (TeSys K/Deca/Giga) | TeSys Giga Series (115-800A) | TeSys Giga | LC1G5004KUEN | TeSys Giga LC1G5004KUEN | TeSys Giga Contactor 4P 700A AC-1 100-250V AC/DC | 100-250V AC/DC | 700A (AC-1) | - | Heavy duty chassis | IP20 with shroud | Continuous local/remote monitoring of contact wear; Wideband electronic coil; Integrated diagnosis LED | INR | 304250 |  |  | ok | Normal Stock Item | Chassis Mounting | IEC 60947-4-1 | Page 98
Power Contactors (TeSys K/Deca/Giga) | TeSys Giga Series (115-800A) | TeSys Giga | LC1G6304KUEN | TeSys Giga LC1G6304KUEN | TeSys Giga Contactor 4P 1050A AC-1 100-250V AC/DC | 100-250V AC/DC | 1050A (AC-1) | - | Heavy duty chassis | IP20 with shroud | Continuous local/remote monitoring of contact wear; Wideband electronic coil; Integrated diagnosis LED | INR | 349875 |  |  | ok | Normal Stock Item | Chassis Mounting | IEC 60947-4-1 | Page 98
Power Contactors (TeSys K/Deca/Giga) | TeSys Giga Series (115-800A) | TeSys Giga | LC1G8004KUEN | TeSys Giga LC1G8004KUEN | TeSys Giga Contactor 4P 1050A AC-1 100-250V AC/DC | 100-250V AC/DC | 1050A (AC-1) | - | Heavy duty chassis | IP20 with shroud | Continuous local/remote monitoring of contact wear; Wideband electronic coil; Integrated diagnosis LED | INR | 419845 |  |  | ok | Normal Stock Item | Chassis Mounting | IEC 60947-4-1 | Page 98
Power Contactors (TeSys K/Deca/Giga) | TeSys Giga Series (115-800A) | TeSys Giga | LA9GRFB1 | TeSys Giga LA9GRFB1 | Substitutes LC1F115-225 with LC1G115-225 retrofit base | - | Retrofit Base | - | Heavy duty chassis | IP20 with shroud | Continuous local/remote monitoring of contact wear; Wideband electronic coil; Integrated diagnosis LED | INR | 8140 |  |  | ok | Normal Stock Item | Chassis Mounting | IEC 60947-4-1 | Page 98
Power Contactors (TeSys K/Deca/Giga) | TeSys Giga Series (115-800A) | TeSys Giga | LA9GRFB2 | TeSys Giga LA9GRFB2 | Substitutes LC1F265-500 with LC1G265-500 retrofit base | - | Retrofit Base | - | Heavy duty chassis | IP20 with shroud | Continuous local/remote monitoring of contact wear; Wideband electronic coil; Integrated diagnosis LED | INR | 9325 |  |  | ok | Normal Stock Item | Chassis Mounting | IEC 60947-4-1 | Page 98
Power Contactors (TeSys K/Deca/Giga) | TeSys Giga Series (115-800A) | TeSys Giga | LA9GRFB3 | TeSys Giga LA9GRFB3 | Substitutes LC1F630-800 with LC1G630-800 retrofit base | - | Retrofit Base | - | Heavy duty chassis | IP20 with shroud | Continuous local/remote monitoring of contact wear; Wideband electronic coil; Integrated diagnosis LED | INR | 18025 |  |  | ok | Normal Stock Item | Chassis Mounting | IEC 60947-4-1 | Page 98
Thermal Overload Relays (TeSys Protect) | Overload Relays for Motor Protection | TeSys Protect (LR2K/LRD/LR9) | LR2K0301 | Overload LR2K0301 | Thermal Overload Relay TeSys K 0.11-0.16A Class 10A | Up to 690V | 0.11 - 0.16 A | - | Direct plug-in to contactor | IP20 | Differential phase failure protection; Manual/auto reset; Temperature compensated | INR | 3605 |  |  | ok | Normal Stock Item | Direct on Contactor | IEC 60947-4-1 | Page 103
Thermal Overload Relays (TeSys Protect) | Overload Relays for Motor Protection | TeSys Protect (LR2K/LRD/LR9) | LR2K0305 | Overload LR2K0305 | Thermal Overload Relay TeSys K 0.54-0.8A Class 10A | Up to 690V | 0.54 - 0.8 A | - | Direct plug-in to contactor | IP20 | Differential phase failure protection; Manual/auto reset; Temperature compensated | INR | 3605 |  |  | ok | Normal Stock Item | Direct on Contactor | IEC 60947-4-1 | Page 103
Thermal Overload Relays (TeSys Protect) | Overload Relays for Motor Protection | TeSys Protect (LR2K/LRD/LR9) | LR2K0310 | Overload LR2K0310 | Thermal Overload Relay TeSys K 2.6-3.7A Class 10A | Up to 690V | 2.6 - 3.7 A | - | Direct plug-in to contactor | IP20 | Differential phase failure protection; Manual/auto reset; Temperature compensated | INR | 3605 |  |  | ok | Normal Stock Item | Direct on Contactor | IEC 60947-4-1 | Page 103
Thermal Overload Relays (TeSys Protect) | Overload Relays for Motor Protection | TeSys Protect (LR2K/LRD/LR9) | LR2K0314 | Overload LR2K0314 | Thermal Overload Relay TeSys K 5.5-8A Class 10A | Up to 690V | 5.5 - 8 A | - | Direct plug-in to contactor | IP20 | Differential phase failure protection; Manual/auto reset; Temperature compensated | INR | 3605 |  |  | ok | Normal Stock Item | Direct on Contactor | IEC 60947-4-1 | Page 103
Thermal Overload Relays (TeSys Protect) | Overload Relays for Motor Protection | TeSys Protect (LR2K/LRD/LR9) | LR2K0321 | Overload LR2K0321 | Thermal Overload Relay TeSys K 10-14A Class 10A | Up to 690V | 10 - 14 A | - | Direct plug-in to contactor | IP20 | Differential phase failure protection; Manual/auto reset; Temperature compensated | INR | 3730 |  |  | ok | Normal Stock Item | Direct on Contactor | IEC 60947-4-1 | Page 103
Thermal Overload Relays (TeSys Protect) | Overload Relays for Motor Protection | TeSys Protect (LR2K/LRD/LR9) | LR2K0322 | Overload LR2K0322 | Thermal Overload Relay TeSys K 12-16A Class 10A | Up to 690V | 12 - 16 A | - | Direct plug-in to contactor | IP20 | Differential phase failure protection; Manual/auto reset; Temperature compensated | INR | 3730 |  |  | ok | Normal Stock Item | Direct on Contactor | IEC 60947-4-1 | Page 103
Thermal Overload Relays (TeSys Protect) | Overload Relays for Motor Protection | TeSys Protect (LR2K/LRD/LR9) | LRD01 | Overload LRD01 | Thermal Overload Relay TeSys Deca 0.1-0.16A Direct Mounting | Up to 690V | 0.1 - 0.16 A | - | Direct plug-in to contactor | IP20 | Differential phase failure protection; Manual/auto reset; Temperature compensated | INR | 3665 |  |  | ok | Normal Stock Item | Direct on Contactor | IEC 60947-4-1 | Page 103
Thermal Overload Relays (TeSys Protect) | Overload Relays for Motor Protection | TeSys Protect (LR2K/LRD/LR9) | LRD06 | Overload LRD06 | Thermal Overload Relay TeSys Deca 1-1.6A Direct Mounting | Up to 690V | 1 - 1.6 A | - | Direct plug-in to contactor | IP20 | Differential phase failure protection; Manual/auto reset; Temperature compensated | INR | 3665 |  |  | ok | Normal Stock Item | Direct on Contactor | IEC 60947-4-1 | Page 103
Thermal Overload Relays (TeSys Protect) | Overload Relays for Motor Protection | TeSys Protect (LR2K/LRD/LR9) | LRD08 | Overload LRD08 | Thermal Overload Relay TeSys Deca 2.5-4A Direct Mounting | Up to 690V | 2.5 - 4 A | - | Direct plug-in to contactor | IP20 | Differential phase failure protection; Manual/auto reset; Temperature compensated | INR | 3665 |  |  | ok | Normal Stock Item | Direct on Contactor | IEC 60947-4-1 | Page 103
Thermal Overload Relays (TeSys Protect) | Overload Relays for Motor Protection | TeSys Protect (LR2K/LRD/LR9) | LRD12 | Overload LRD12 | Thermal Overload Relay TeSys Deca 5.5-8A Direct Mounting | Up to 690V | 5.5 - 8 A | - | Direct plug-in to contactor | IP20 | Differential phase failure protection; Manual/auto reset; Temperature compensated | INR | 3665 |  |  | ok | Normal Stock Item | Direct on Contactor | IEC 60947-4-1 | Page 103
Thermal Overload Relays (TeSys Protect) | Overload Relays for Motor Protection | TeSys Protect (LR2K/LRD/LR9) | LRD14 | Overload LRD14 | Thermal Overload Relay TeSys Deca 7-10A Direct Mounting | Up to 690V | 7 - 10 A | - | Direct plug-in to contactor | IP20 | Differential phase failure protection; Manual/auto reset; Temperature compensated | INR | 4110 |  |  | ok | Normal Stock Item | Direct on Contactor | IEC 60947-4-1 | Page 103
Thermal Overload Relays (TeSys Protect) | Overload Relays for Motor Protection | TeSys Protect (LR2K/LRD/LR9) | LRD16 | Overload LRD16 | Thermal Overload Relay TeSys Deca 9-13A Direct Mounting | Up to 690V | 9 - 13 A | - | Direct plug-in to contactor | IP20 | Differential phase failure protection; Manual/auto reset; Temperature compensated | INR | 4110 |  |  | ok | Normal Stock Item | Direct on Contactor | IEC 60947-4-1 | Page 103
Thermal Overload Relays (TeSys Protect) | Overload Relays for Motor Protection | TeSys Protect (LR2K/LRD/LR9) | LRD21 | Overload LRD21 | Thermal Overload Relay TeSys Deca 12-18A Direct Mounting | Up to 690V | 12 - 18 A | - | Direct plug-in to contactor | IP20 | Differential phase failure protection; Manual/auto reset; Temperature compensated | INR | 4230 |  |  | ok | Normal Stock Item | Direct on Contactor | IEC 60947-4-1 | Page 103
Thermal Overload Relays (TeSys Protect) | Overload Relays for Motor Protection | TeSys Protect (LR2K/LRD/LR9) | LRD22 | Overload LRD22 | Thermal Overload Relay TeSys Deca 16-24A Direct Mounting | Up to 690V | 16 - 24 A | - | Direct plug-in to contactor | IP20 | Differential phase failure protection; Manual/auto reset; Temperature compensated | INR | 4230 |  |  | ok | Normal Stock Item | Direct on Contactor | IEC 60947-4-1 | Page 103
Thermal Overload Relays (TeSys Protect) | Overload Relays for Motor Protection | TeSys Protect (LR2K/LRD/LR9) | LRD32 | Overload LRD32 | Thermal Overload Relay TeSys Deca 23-32A Direct Mounting | Up to 690V | 23 - 32 A | - | Direct plug-in to contactor | IP20 | Differential phase failure protection; Manual/auto reset; Temperature compensated | INR | 6800 |  |  | ok | Normal Stock Item | Direct on Contactor | IEC 60947-4-1 | Page 103
Thermal Overload Relays (TeSys Protect) | Overload Relays for Motor Protection | TeSys Protect (LR2K/LRD/LR9) | LRD35 | Overload LRD35 | Thermal Overload Relay TeSys Deca 30-38A Direct Mounting | Up to 690V | 30 - 38 A | - | Direct plug-in to contactor | IP20 | Differential phase failure protection; Manual/auto reset; Temperature compensated | INR | 6800 |  |  | ok | Normal Stock Item | Direct on Contactor | IEC 60947-4-1 | Page 103
Thermal Overload Relays (TeSys Protect) | Overload Relays for Motor Protection | TeSys Protect (LR2K/LRD/LR9) | LRD3353 | Overload LRD3353 | Thermal Overload Relay TeSys Deca 23-32A for LC1D80/95 | Up to 690V | 23 - 32 A | - | Direct plug-in to contactor | IP20 | Differential phase failure protection; Manual/auto reset; Temperature compensated | INR | 7535 |  |  | ok | Normal Stock Item | Direct on Contactor | IEC 60947-4-1 | Page 103
Thermal Overload Relays (TeSys Protect) | Overload Relays for Motor Protection | TeSys Protect (LR2K/LRD/LR9) | LRD350 | Overload LRD350 | Thermal Overload Relay TeSys Deca 37-50A for LC1D40A..D65A | Up to 690V | 37 - 50 A | - | Direct plug-in to contactor | IP20 | Differential phase failure protection; Manual/auto reset; Temperature compensated | INR | 10330 |  |  | ok | Normal Stock Item | Direct on Contactor | IEC 60947-4-1 | Page 103
Thermal Overload Relays (TeSys Protect) | Overload Relays for Motor Protection | TeSys Protect (LR2K/LRD/LR9) | LRD365 | Overload LRD365 | Thermal Overload Relay TeSys Deca 48-65A for LC1D40A..D65A | Up to 690V | 48 - 65 A | - | Direct plug-in to contactor | IP20 | Differential phase failure protection; Manual/auto reset; Temperature compensated | INR | 13250 |  |  | ok | Normal Stock Item | Direct on Contactor | IEC 60947-4-1 | Page 103
Thermal Overload Relays (TeSys Protect) | Overload Relays for Motor Protection | TeSys Protect (LR2K/LRD/LR9) | LRD380 | Overload LRD380 | Thermal Overload Relay TeSys Deca 62-80A for LC1D80A | Up to 690V | 62 - 80 A | - | Direct plug-in to contactor | IP20 | Differential phase failure protection; Manual/auto reset; Temperature compensated | INR | 13825 |  |  | ok | Normal Stock Item | Direct on Contactor | IEC 60947-4-1 | Page 103
Thermal Overload Relays (TeSys Protect) | Overload Relays for Motor Protection | TeSys Protect (LR2K/LRD/LR9) | LRD3365 | Overload LRD3365 | Thermal Overload Relay TeSys Deca 80-104A for LC1D80/95 | Up to 690V | 80 - 104 A | - | Direct plug-in to contactor | IP20 | Differential phase failure protection; Manual/auto reset; Temperature compensated | INR | 17755 |  |  | ok | Normal Stock Item | Direct on Contactor | IEC 60947-4-1 | Page 103
Thermal Overload Relays (TeSys Protect) | Overload Relays for Motor Protection | TeSys Protect (LR2K/LRD/LR9) | LR9D01 | Overload LR9D01 | Electronic Overload Relay TeSys Deca 0.1-0.5A 5:1 Adjustment | Up to 690V | 0.1 - 0.5 A | - | Direct plug-in to contactor | IP20 | Differential phase failure protection; Manual/auto reset; Temperature compensated | INR | 16395 |  |  | ok | Normal Stock Item | Direct on Contactor | IEC 60947-4-1 | Page 103
Thermal Overload Relays (TeSys Protect) | Overload Relays for Motor Protection | TeSys Protect (LR2K/LRD/LR9) | LR9D08 | Overload LR9D08 | Electronic Overload Relay TeSys Deca 1.6-8A 5:1 Adjustment | Up to 690V | 1.6 - 8 A | - | Direct plug-in to contactor | IP20 | Differential phase failure protection; Manual/auto reset; Temperature compensated | INR | 16830 |  |  | ok | Normal Stock Item | Direct on Contactor | IEC 60947-4-1 | Page 103
Thermal Overload Relays (TeSys Protect) | Overload Relays for Motor Protection | TeSys Protect (LR2K/LRD/LR9) | LR9D32 | Overload LR9D32 | Electronic Overload Relay TeSys Deca 6.4-32A 5:1 Adjustment | Up to 690V | 6.4 - 32 A | - | Direct plug-in to contactor | IP20 | Differential phase failure protection; Manual/auto reset; Temperature compensated | INR | 18840 |  |  | ok | Normal Stock Item | Direct on Contactor | IEC 60947-4-1 | Page 103
Thermal Overload Relays (TeSys Protect) | Overload Relays for Motor Protection | TeSys Protect (LR2K/LRD/LR9) | LR9G115 | Overload LR9G115 | Electronic Overload Relay TeSys Giga 28-115A Class 5E-30E | Up to 690V | 28 - 115 A | - | Direct plug-in to contactor | IP20 | Differential phase failure protection; Manual/auto reset; Temperature compensated | INR | 29760 |  |  | ok | Normal Stock Item | Direct on Contactor | IEC 60947-4-1 | Page 103
Thermal Overload Relays (TeSys Protect) | Overload Relays for Motor Protection | TeSys Protect (LR2K/LRD/LR9) | LR9G225 | Overload LR9G225 | Electronic Overload Relay TeSys Giga 57-225A Class 5E-30E | Up to 690V | 57 - 225 A | - | Direct plug-in to contactor | IP20 | Differential phase failure protection; Manual/auto reset; Temperature compensated | INR | 34720 |  |  | ok | Normal Stock Item | Direct on Contactor | IEC 60947-4-1 | Page 103
Thermal Overload Relays (TeSys Protect) | Overload Relays for Motor Protection | TeSys Protect (LR2K/LRD/LR9) | LR9G500 | Overload LR9G500 | Electronic Overload Relay TeSys Giga 125-500A Class 5E-30E | Up to 690V | 125 - 500 A | - | Direct plug-in to contactor | IP20 | Differential phase failure protection; Manual/auto reset; Temperature compensated | INR | 40835 |  |  | ok | Normal Stock Item | Direct on Contactor | IEC 60947-4-1 | Page 103
Electronic Overcurrent Relays (EOCR) | EOCR Electronic Motor Protection | TeSys Protect EOCR | 3DM2-WRDUHZ | EOCR 3DM2-WRDUHZ | Digital EOCR 0.5-80A Inbuilt Display Bottom Hole 100-220VAC | 100-220V AC / 24-240V AC/DC | 0.5 - 80 A | - | DIN Rail / Panel | IP20 | Microcontroller-based; Real-time load current; Definite & inverse time curves; Modbus option | INR | 29895 |  |  | ok | Normal Stock Item | DIN Rail 35mm | IEC 60947-4-1 | Page 105
Electronic Overcurrent Relays (EOCR) | EOCR Electronic Motor Protection | TeSys Protect EOCR | 3DM2-WRDUWZ | EOCR 3DM2-WRDUWZ | Digital EOCR 0.5-80A Inbuilt Display Window Hole 100-220VAC | 100-220V AC / 24-240V AC/DC | 0.5 - 80 A | - | DIN Rail / Panel | IP20 | Microcontroller-based; Real-time load current; Definite & inverse time curves; Modbus option | INR | 29895 |  |  | ok | Normal Stock Item | DIN Rail 35mm | IEC 60947-4-1 | Page 105
Electronic Overcurrent Relays (EOCR) | EOCR Electronic Motor Protection | TeSys Protect EOCR | FDM2-WRDUHZ | EOCR FDM2-WRDUHZ | Digital EOCR 0.5-80A Extended Display Bottom Hole 100-220VAC | 100-220V AC / 24-240V AC/DC | 0.5 - 80 A | - | DIN Rail / Panel | IP20 | Microcontroller-based; Real-time load current; Definite & inverse time curves; Modbus option | INR | 32330 |  |  | ok | Normal Stock Item | DIN Rail 35mm | IEC 60947-4-1 | Page 106
Electronic Overcurrent Relays (EOCR) | EOCR Electronic Motor Protection | TeSys Protect EOCR | I3DM-WRDUHZ | EOCR I3DM-WRDUHZ | Digital EOCR Modbus 0.5-80A Inbuilt Display Bottom Hole 100-220VAC | 100-220V AC / 24-240V AC/DC | 0.5 - 80 A | - | DIN Rail / Panel | IP20 | Microcontroller-based; Real-time load current; Definite & inverse time curves; Modbus option | INR | 48035 |  |  | ok | Normal Stock Item | DIN Rail 35mm | IEC 60947-4-1 | Page 105
Electronic Overcurrent Relays (EOCR) | EOCR Electronic Motor Protection | TeSys Protect EOCR | I3DM-WRDUWZ | EOCR I3DM-WRDUWZ | Digital EOCR Modbus 0.5-80A Inbuilt Display Window Hole 100-220VAC | 100-220V AC / 24-240V AC/DC | 0.5 - 80 A | - | DIN Rail / Panel | IP20 | Microcontroller-based; Real-time load current; Definite & inverse time curves; Modbus option | INR | 48035 |  |  | ok | Normal Stock Item | DIN Rail 35mm | IEC 60947-4-1 | Page 105
Electronic Overcurrent Relays (EOCR) | EOCR Electronic Motor Protection | TeSys Protect EOCR | I3MZ-WRAUHZ | EOCR I3MZ-WRAUHZ | Digital EOCR Modbus Ground Fault External CT Inbuilt Display Bottom Hole | 100-220V AC / 24-240V AC/DC | 0.5 - 80 A | - | DIN Rail / Panel | IP20 | Microcontroller-based; Real-time load current; Definite & inverse time curves; Modbus option | INR | 51080 |  |  | ok | Normal Stock Item | DIN Rail 35mm | IEC 60947-4-1 | Page 105
Electronic Overcurrent Relays (EOCR) | EOCR Electronic Motor Protection | TeSys Protect EOCR | I3BZ-WRAUHZ | EOCR I3BZ-WRAUHZ | Digital EOCR Modbus Ground Fault Inbuilt CT Inbuilt Display Bottom Hole | 100-220V AC / 24-240V AC/DC | 0.5 - 80 A | - | DIN Rail / Panel | IP20 | Microcontroller-based; Real-time load current; Definite & inverse time curves; Modbus option | INR | 59190 |  |  | ok | Normal Stock Item | DIN Rail 35mm | IEC 60947-4-1 | Page 105
Electronic Overcurrent Relays (EOCR) | EOCR Electronic Motor Protection | TeSys Protect EOCR | ZCT-035-Z | EOCR ZCT-035-Z | Zero Phase Current Transformer ZCT 35 mm for EOCR | 100-220V AC / 24-240V AC/DC | ZCT 35mm | - | DIN Rail / Panel | IP20 | Microcontroller-based; Real-time load current; Definite & inverse time curves; Modbus option | INR | 9560 |  |  | ok | Normal Stock Item | DIN Rail 35mm | IEC 60947-4-1 | Page 105
Electronic Overcurrent Relays (EOCR) | EOCR Electronic Motor Protection | TeSys Protect EOCR | ZCT-080-Z | EOCR ZCT-080-Z | Zero Phase Current Transformer ZCT 80 mm for EOCR | 100-220V AC / 24-240V AC/DC | ZCT 80mm | - | DIN Rail / Panel | IP20 | Microcontroller-based; Real-time load current; Definite & inverse time curves; Modbus option | INR | 12880 |  |  | ok | Normal Stock Item | DIN Rail 35mm | IEC 60947-4-1 | Page 105
Electronic Overcurrent Relays (EOCR) | EOCR Electronic Motor Protection | TeSys Protect EOCR | 3CT-H1-100-Z | EOCR 3CT-H1-100-Z | External CT for EOCR Range extension up to 100A Ratio 100:5 | 100-220V AC / 24-240V AC/DC | 100A | - | DIN Rail / Panel | IP20 | Microcontroller-based; Real-time load current; Definite & inverse time curves; Modbus option | INR | 7610 |  |  | ok | Normal Stock Item | DIN Rail 35mm | IEC 60947-4-1 | Page 105
Electronic Overcurrent Relays (EOCR) | EOCR Electronic Motor Protection | TeSys Protect EOCR | 3CT-H4-400-Z | EOCR 3CT-H4-400-Z | External CT for EOCR Range extension up to 400A Ratio 400:5 | 100-220V AC / 24-240V AC/DC | 400A | - | DIN Rail / Panel | IP20 | Microcontroller-based; Real-time load current; Definite & inverse time curves; Modbus option | INR | 12880 |  |  | ok | Normal Stock Item | DIN Rail 35mm | IEC 60947-4-1 | Page 105
Electronic Overcurrent Relays (EOCR) | EOCR Electronic Motor Protection | TeSys Protect EOCR | EOCRSS-05S | EOCR EOCRSS-05S | Analog EOCR without Display 0.5-6A 24-240V AC/DC | 100-220V AC / 24-240V AC/DC | 0.5 - 6 A | - | DIN Rail / Panel | IP20 | Microcontroller-based; Real-time load current; Definite & inverse time curves; Modbus option | INR | 9475 |  |  | ok | Normal Stock Item | DIN Rail 35mm | IEC 60947-4-1 | Page 106
Electronic Overcurrent Relays (EOCR) | EOCR Electronic Motor Protection | TeSys Protect EOCR | EOCRSS-30S | EOCR EOCRSS-30S | Analog EOCR without Display 3-30A 24-240V AC/DC | 100-220V AC / 24-240V AC/DC | 3 - 30 A | - | DIN Rail / Panel | IP20 | Microcontroller-based; Real-time load current; Definite & inverse time curves; Modbus option | INR | 9475 |  |  | ok | Normal Stock Item | DIN Rail 35mm | IEC 60947-4-1 | Page 106
Electronic Overcurrent Relays (EOCR) | EOCR Electronic Motor Protection | TeSys Protect EOCR | EOCRSS-60S | EOCR EOCRSS-60S | Analog EOCR without Display 5-60A 24-240V AC/DC | 100-220V AC / 24-240V AC/DC | 5 - 60 A | - | DIN Rail / Panel | IP20 | Microcontroller-based; Real-time load current; Definite & inverse time curves; Modbus option | INR | 9475 |  |  | ok | Normal Stock Item | DIN Rail 35mm | IEC 60947-4-1 | Page 106
Electronic Overcurrent Relays (EOCR) | EOCR Electronic Motor Protection | TeSys Protect EOCR | EOCRSSD-05S | EOCR EOCRSSD-05S | Analog EOCR with Display 0.5-6A 24-240V AC/DC | 100-220V AC / 24-240V AC/DC | 0.5 - 6 A | - | DIN Rail / Panel | IP20 | Microcontroller-based; Real-time load current; Definite & inverse time curves; Modbus option | INR | 14170 |  |  | ok | Normal Stock Item | DIN Rail 35mm | IEC 60947-4-1 | Page 106
Electronic Overcurrent Relays (EOCR) | EOCR Electronic Motor Protection | TeSys Protect EOCR | EOCRSSD-30S | EOCR EOCRSSD-30S | Analog EOCR with Display 3-30A 24-240V AC/DC | 100-220V AC / 24-240V AC/DC | 3 - 30 A | - | DIN Rail / Panel | IP20 | Microcontroller-based; Real-time load current; Definite & inverse time curves; Modbus option | INR | 14170 |  |  | ok | Normal Stock Item | DIN Rail 35mm | IEC 60947-4-1 | Page 106
Electronic Overcurrent Relays (EOCR) | EOCR Electronic Motor Protection | TeSys Protect EOCR | EOCRSSD-60S | EOCR EOCRSSD-60S | Analog EOCR with Display 10-60A 24-240V AC/DC | 100-220V AC / 24-240V AC/DC | 10 - 60 A | - | DIN Rail / Panel | IP20 | Microcontroller-based; Real-time load current; Definite & inverse time curves; Modbus option | INR | 14170 |  |  | ok | Normal Stock Item | DIN Rail 35mm | IEC 60947-4-1 | Page 106
Motor Circuit Breakers (TeSys Power) | Manual Motor Starters & Breakers | TeSys GV2 / GV3 / GV5 | GV2ME01 | TeSys GV GV2ME01 | Motor Circuit Breaker 0.1-0.16A Push Button 100kA | Up to 690V | 0.1 - 0.16 A | 100kA | 45mm / 55mm width | IP20 | High breaking capacity up to 100kA; Class 10 trip; Built-in isolation; Conforms to IEC 60947-2, IEC 60947-4-1 | INR | 8175 |  |  | ok | Normal Stock Item | DIN Rail 35mm | IEC 60947-2, IEC 60947-4-1 | Page 108
Motor Circuit Breakers (TeSys Power) | Manual Motor Starters & Breakers | TeSys GV2 / GV3 / GV5 | GV2ME04 | TeSys GV GV2ME04 | Motor Circuit Breaker 0.4-0.63A Push Button 100kA | Up to 690V | 0.4 - 0.63 A | 100kA | 45mm / 55mm width | IP20 | High breaking capacity up to 100kA; Class 10 trip; Built-in isolation; Conforms to IEC 60947-2, IEC 60947-4-1 | INR | 8710 |  |  | ok | Normal Stock Item | DIN Rail 35mm | IEC 60947-2, IEC 60947-4-1 | Page 108
Motor Circuit Breakers (TeSys Power) | Manual Motor Starters & Breakers | TeSys GV2 / GV3 / GV5 | GV2ME06 | TeSys GV GV2ME06 | Motor Circuit Breaker 1.0-1.6A Push Button 100kA | Up to 690V | 1.0 - 1.6 A | 100kA | 45mm / 55mm width | IP20 | High breaking capacity up to 100kA; Class 10 trip; Built-in isolation; Conforms to IEC 60947-2, IEC 60947-4-1 | INR | 8895 |  |  | ok | Normal Stock Item | DIN Rail 35mm | IEC 60947-2, IEC 60947-4-1 | Page 108
Motor Circuit Breakers (TeSys Power) | Manual Motor Starters & Breakers | TeSys GV2 / GV3 / GV5 | GV2ME08 | TeSys GV GV2ME08 | Motor Circuit Breaker 2.5-4A Push Button 100kA | Up to 690V | 2.5 - 4 A | 100kA | 45mm / 55mm width | IP20 | High breaking capacity up to 100kA; Class 10 trip; Built-in isolation; Conforms to IEC 60947-2, IEC 60947-4-1 | INR | 9205 |  |  | ok | Normal Stock Item | DIN Rail 35mm | IEC 60947-2, IEC 60947-4-1 | Page 108
Motor Circuit Breakers (TeSys Power) | Manual Motor Starters & Breakers | TeSys GV2 / GV3 / GV5 | GV2ME10 | TeSys GV GV2ME10 | Motor Circuit Breaker 4-6.3A Push Button 100kA | Up to 690V | 4 - 6.3 A | 100kA | 45mm / 55mm width | IP20 | High breaking capacity up to 100kA; Class 10 trip; Built-in isolation; Conforms to IEC 60947-2, IEC 60947-4-1 | INR | 9205 |  |  | ok | Normal Stock Item | DIN Rail 35mm | IEC 60947-2, IEC 60947-4-1 | Page 108
Motor Circuit Breakers (TeSys Power) | Manual Motor Starters & Breakers | TeSys GV2 / GV3 / GV5 | GV2ME14 | TeSys GV GV2ME14 | Motor Circuit Breaker 6-10A Push Button 100kA | Up to 690V | 6 - 10 A | 100kA | 45mm / 55mm width | IP20 | High breaking capacity up to 100kA; Class 10 trip; Built-in isolation; Conforms to IEC 60947-2, IEC 60947-4-1 | INR | 9205 |  |  | ok | Normal Stock Item | DIN Rail 35mm | IEC 60947-2, IEC 60947-4-1 | Page 108
Motor Circuit Breakers (TeSys Power) | Manual Motor Starters & Breakers | TeSys GV2 / GV3 / GV5 | GV2ME16 | TeSys GV GV2ME16 | Motor Circuit Breaker 9-14A Push Button 100kA | Up to 690V | 9 - 14 A | 100kA | 45mm / 55mm width | IP20 | High breaking capacity up to 100kA; Class 10 trip; Built-in isolation; Conforms to IEC 60947-2, IEC 60947-4-1 | INR | 10310 |  |  | ok | Normal Stock Item | DIN Rail 35mm | IEC 60947-2, IEC 60947-4-1 | Page 108
Motor Circuit Breakers (TeSys Power) | Manual Motor Starters & Breakers | TeSys GV2 / GV3 / GV5 | GV2ME20 | TeSys GV GV2ME20 | Motor Circuit Breaker 13-18A Push Button 100kA | Up to 690V | 13 - 18 A | 100kA | 45mm / 55mm width | IP20 | High breaking capacity up to 100kA; Class 10 trip; Built-in isolation; Conforms to IEC 60947-2, IEC 60947-4-1 | INR | 11105 |  |  | ok | Normal Stock Item | DIN Rail 35mm | IEC 60947-2, IEC 60947-4-1 | Page 108
Motor Circuit Breakers (TeSys Power) | Manual Motor Starters & Breakers | TeSys GV2 / GV3 / GV5 | GV2ME22 | TeSys GV GV2ME22 | Motor Circuit Breaker 20-25A Push Button 50kA | Up to 690V | 20 - 25 A | 50kA | 45mm / 55mm width | IP20 | High breaking capacity up to 100kA; Class 10 trip; Built-in isolation; Conforms to IEC 60947-2, IEC 60947-4-1 | INR | 11855 |  |  | ok | Normal Stock Item | DIN Rail 35mm | IEC 60947-2, IEC 60947-4-1 | Page 108
Motor Circuit Breakers (TeSys Power) | Manual Motor Starters & Breakers | TeSys GV2 / GV3 / GV5 | GV2ME32 | TeSys GV GV2ME32 | Motor Circuit Breaker 24-32A Push Button 50kA | Up to 690V | 24 - 32 A | 24 - 32 A | 45mm / 55mm width | IP20 | High breaking capacity up to 100kA; Class 10 trip; Built-in isolation; Conforms to IEC 60947-2, IEC 60947-4-1 | INR | 19205 |  |  | ok | Normal Stock Item | DIN Rail 35mm | IEC 60947-2, IEC 60947-4-1 | Page 108
Motor Circuit Breakers (TeSys Power) | Manual Motor Starters & Breakers | TeSys GV2 / GV3 / GV5 | GV2P01 | TeSys GV GV2P01 | Motor Circuit Breaker 0.1-0.16A Rotary Handle 100kA | Up to 690V | 0.1 - 0.16 A | 100kA | 45mm / 55mm width | IP20 | High breaking capacity up to 100kA; Class 10 trip; Built-in isolation; Conforms to IEC 60947-2, IEC 60947-4-1 | INR | 7930 |  |  | ok | Normal Stock Item | DIN Rail 35mm | IEC 60947-2, IEC 60947-4-1 | Page 108
Motor Circuit Breakers (TeSys Power) | Manual Motor Starters & Breakers | TeSys GV2 / GV3 / GV5 | GV2P06 | TeSys GV GV2P06 | Motor Circuit Breaker 1.0-1.6A Rotary Handle 100kA | Up to 690V | 1.0 - 1.6 A | 100kA | 45mm / 55mm width | IP20 | High breaking capacity up to 100kA; Class 10 trip; Built-in isolation; Conforms to IEC 60947-2, IEC 60947-4-1 | INR | 9090 |  |  | ok | Normal Stock Item | DIN Rail 35mm | IEC 60947-2, IEC 60947-4-1 | Page 108
Motor Circuit Breakers (TeSys Power) | Manual Motor Starters & Breakers | TeSys GV2 / GV3 / GV5 | GV2P08 | TeSys GV GV2P08 | Motor Circuit Breaker 2.5-4A Rotary Handle 100kA | Up to 690V | 2.5 - 4 A | 100kA | 45mm / 55mm width | IP20 | High breaking capacity up to 100kA; Class 10 trip; Built-in isolation; Conforms to IEC 60947-2, IEC 60947-4-1 | INR | 9375 |  |  | ok | Normal Stock Item | DIN Rail 35mm | IEC 60947-2, IEC 60947-4-1 | Page 108
Motor Circuit Breakers (TeSys Power) | Manual Motor Starters & Breakers | TeSys GV2 / GV3 / GV5 | GV2P10 | TeSys GV GV2P10 | Motor Circuit Breaker 4-6.3A Rotary Handle 100kA | Up to 690V | 4 - 6.3 A | 100kA | 45mm / 55mm width | IP20 | High breaking capacity up to 100kA; Class 10 trip; Built-in isolation; Conforms to IEC 60947-2, IEC 60947-4-1 | INR | 9375 |  |  | ok | Normal Stock Item | DIN Rail 35mm | IEC 60947-2, IEC 60947-4-1 | Page 108
Motor Circuit Breakers (TeSys Power) | Manual Motor Starters & Breakers | TeSys GV2 / GV3 / GV5 | GV2P14 | TeSys GV GV2P14 | Motor Circuit Breaker 6-10A Rotary Handle 100kA | Up to 690V | 6 - 10 A | 100kA | 45mm / 55mm width | IP20 | High breaking capacity up to 100kA; Class 10 trip; Built-in isolation; Conforms to IEC 60947-2, IEC 60947-4-1 | INR | 10005 |  |  | ok | Normal Stock Item | DIN Rail 35mm | IEC 60947-2, IEC 60947-4-1 | Page 108
Motor Circuit Breakers (TeSys Power) | Manual Motor Starters & Breakers | TeSys GV2 / GV3 / GV5 | GV2P16 | TeSys GV GV2P16 | Motor Circuit Breaker 9-14A Rotary Handle 100kA | Up to 690V | 9 - 14 A | 100kA | 45mm / 55mm width | IP20 | High breaking capacity up to 100kA; Class 10 trip; Built-in isolation; Conforms to IEC 60947-2, IEC 60947-4-1 | INR | 12280 |  |  | ok | Normal Stock Item | DIN Rail 35mm | IEC 60947-2, IEC 60947-4-1 | Page 108
Motor Circuit Breakers (TeSys Power) | Manual Motor Starters & Breakers | TeSys GV2 / GV3 / GV5 | GV2P20 | TeSys GV GV2P20 | Motor Circuit Breaker 13-18A Rotary Handle 100kA | Up to 690V | 13 - 18 A | 100kA | 45mm / 55mm width | IP20 | High breaking capacity up to 100kA; Class 10 trip; Built-in isolation; Conforms to IEC 60947-2, IEC 60947-4-1 | INR | 14175 |  |  | ok | Normal Stock Item | DIN Rail 35mm | IEC 60947-2, IEC 60947-4-1 | Page 108
Motor Circuit Breakers (TeSys Power) | Manual Motor Starters & Breakers | TeSys GV2 / GV3 / GV5 | GV2P22 | TeSys GV GV2P22 | Motor Circuit Breaker 20-25A Rotary Handle 50kA | Up to 690V | 20 - 25 A | 50kA | 45mm / 55mm width | IP20 | High breaking capacity up to 100kA; Class 10 trip; Built-in isolation; Conforms to IEC 60947-2, IEC 60947-4-1 | INR | 14175 |  |  | ok | Normal Stock Item | DIN Rail 35mm | IEC 60947-2, IEC 60947-4-1 | Page 108
Motor Circuit Breakers (TeSys Power) | Manual Motor Starters & Breakers | TeSys GV2 / GV3 / GV5 | GV2P32 | TeSys GV GV2P32 | Motor Circuit Breaker 24-32A Rotary Handle 50kA | Up to 690V | 24 - 32 A | 50kA | 45mm / 55mm width | IP20 | High breaking capacity up to 100kA; Class 10 trip; Built-in isolation; Conforms to IEC 60947-2, IEC 60947-4-1 | INR | 23900 |  |  | ok | Normal Stock Item | DIN Rail 35mm | IEC 60947-2, IEC 60947-4-1 | Page 108
Motor Circuit Breakers (TeSys Power) | Manual Motor Starters & Breakers | TeSys GV2 / GV3 / GV5 | GV3P40 | TeSys GV GV3P40 | Motor Circuit Breaker 30-40A Rotary Handle 50kA | Up to 690V | 30 - 40 A | 50kA | 45mm / 55mm width | IP20 | High breaking capacity up to 100kA; Class 10 trip; Built-in isolation; Conforms to IEC 60947-2, IEC 60947-4-1 | INR | 27940 |  |  | ok | Normal Stock Item | DIN Rail 35mm | IEC 60947-2, IEC 60947-4-1 | Page 108
Motor Circuit Breakers (TeSys Power) | Manual Motor Starters & Breakers | TeSys GV2 / GV3 / GV5 | GV3P50 | TeSys GV GV3P50 | Motor Circuit Breaker 37-50A Rotary Handle 50kA | Up to 690V | 37 - 50 A | 50kA | 45mm / 55mm width | IP20 | High breaking capacity up to 100kA; Class 10 trip; Built-in isolation; Conforms to IEC 60947-2, IEC 60947-4-1 | INR | 34640 |  |  | ok | Normal Stock Item | DIN Rail 35mm | IEC 60947-2, IEC 60947-4-1 | Page 108
Motor Circuit Breakers (TeSys Power) | Manual Motor Starters & Breakers | TeSys GV2 / GV3 / GV5 | GV3P65 | TeSys GV GV3P65 | Motor Circuit Breaker 48-65A Rotary Handle 50kA | Up to 690V | 48 - 65 A | 50kA | 45mm / 55mm width | IP20 | High breaking capacity up to 100kA; Class 10 trip; Built-in isolation; Conforms to IEC 60947-2, IEC 60947-4-1 | INR | 35530 |  |  | ok | Normal Stock Item | DIN Rail 35mm | IEC 60947-2, IEC 60947-4-1 | Page 108
Motor Circuit Breakers (TeSys Power) | Manual Motor Starters & Breakers | TeSys GV2 / GV3 / GV5 | GV3P73 | TeSys GV GV3P73 | Motor Circuit Breaker 62-73A Rotary Handle 50kA | Up to 690V | 62 - 73 A | 50kA | 45mm / 55mm width | IP20 | High breaking capacity up to 100kA; Class 10 trip; Built-in isolation; Conforms to IEC 60947-2, IEC 60947-4-1 | INR | 36310 |  |  | ok | Normal Stock Item | DIN Rail 35mm | IEC 60947-2, IEC 60947-4-1 | Page 108
Motor Circuit Breakers (TeSys Power) | Manual Motor Starters & Breakers | TeSys GV2 / GV3 / GV5 | GV5P150H | TeSys GV GV5P150H | Motor Circuit Breaker 70-150A Direct Rotary Handle 70kA | Up to 690V | 70 - 150 A | 70kA | 45mm / 55mm width | IP20 | High breaking capacity up to 100kA; Class 10 trip; Built-in isolation; Conforms to IEC 60947-2, IEC 60947-4-1 | INR | 65620 |  |  | ok | Normal Stock Item | DIN Rail 35mm | IEC 60947-2, IEC 60947-4-1 | Page 108
Motor Circuit Breakers (TeSys Power) | Manual Motor Starters & Breakers | TeSys GV2 / GV3 / GV5 | GV5P220H | TeSys GV GV5P220H | Motor Circuit Breaker 100-220A Direct Rotary Handle 70kA | Up to 690V | 100 - 220 A | 70kA | 45mm / 55mm width | IP20 | High breaking capacity up to 100kA; Class 10 trip; Built-in isolation; Conforms to IEC 60947-2, IEC 60947-4-1 | INR | 76545 |  |  | ok | Normal Stock Item | DIN Rail 35mm | IEC 60947-2, IEC 60947-4-1 | Page 108
Motor Circuit Breakers (TeSys Power) | Manual Motor Starters & Breakers | TeSys GV2 / GV3 / GV5 | GVAE11 | TeSys GV GVAE11 | Front auxiliary contact block 1NO + 1NC for GV2 | Up to 690V | 1NO + 1NC | Front Mount | 45mm / 55mm width | IP20 | High breaking capacity up to 100kA; Class 10 trip; Built-in isolation; Conforms to IEC 60947-2, IEC 60947-4-1 | INR | 2125 |  |  | ok | Normal Stock Item | DIN Rail 35mm | IEC 60947-2, IEC 60947-4-1 | Page 112
Motor Circuit Breakers (TeSys Power) | Manual Motor Starters & Breakers | TeSys GV2 / GV3 / GV5 | GVAN11 | TeSys GV GVAN11 | Side auxiliary contact block 1NO + 1NC for GV2 | Up to 690V | 1NO + 1NC | Side Mount | 45mm / 55mm width | IP20 | High breaking capacity up to 100kA; Class 10 trip; Built-in isolation; Conforms to IEC 60947-2, IEC 60947-4-1 | INR | 2565 |  |  | ok | Normal Stock Item | DIN Rail 35mm | IEC 60947-2, IEC 60947-4-1 | Page 112
Motor Circuit Breakers (TeSys Power) | Manual Motor Starters & Breakers | TeSys GV2 / GV3 / GV5 | GVAD1010 | TeSys GV GVAD1010 | Fault signalling contact + 1NO contact for GV2 | Up to 690V | 1NO + 1NO | Fault Contact | 45mm / 55mm width | IP20 | High breaking capacity up to 100kA; Class 10 trip; Built-in isolation; Conforms to IEC 60947-2, IEC 60947-4-1 | INR | 3345 |  |  | ok | Normal Stock Item | DIN Rail 35mm | IEC 60947-2, IEC 60947-4-1 | Page 112
Motor Circuit Breakers (TeSys Power) | Manual Motor Starters & Breakers | TeSys GV2 / GV3 / GV5 | GVAU225 | TeSys GV GVAU225 | Undervoltage trip 220-240V 50Hz for GV2 | Up to 690V | 220-240V 50Hz | UVR Trip | 45mm / 55mm width | IP20 | High breaking capacity up to 100kA; Class 10 trip; Built-in isolation; Conforms to IEC 60947-2, IEC 60947-4-1 | INR | 6105 |  |  | ok | Normal Stock Item | DIN Rail 35mm | IEC 60947-2, IEC 60947-4-1 | Page 112
Motor Circuit Breakers (TeSys Power) | Manual Motor Starters & Breakers | TeSys GV2 / GV3 / GV5 | GVAS225 | TeSys GV GVAS225 | Shunt trip 220-240V 50Hz for GV2 | Up to 690V | 220-240V 50Hz | Shunt Trip | 45mm / 55mm width | IP20 | High breaking capacity up to 100kA; Class 10 trip; Built-in isolation; Conforms to IEC 60947-2, IEC 60947-4-1 | INR | 6105 |  |  | ok | Normal Stock Item | DIN Rail 35mm | IEC 60947-2, IEC 60947-4-1 | Page 112
Motor Circuit Breakers (TeSys Power) | Manual Motor Starters & Breakers | TeSys GV2 / GV3 / GV5 | GV2G445 | TeSys GV GV2G445 | Set of 63A busbars for 4 contactors/breakers 45mm pitch | Up to 690V | 63A Busbar | 4 Outlets 45mm | 45mm / 55mm width | IP20 | High breaking capacity up to 100kA; Class 10 trip; Built-in isolation; Conforms to IEC 60947-2, IEC 60947-4-1 | INR | 5315 |  |  | ok | Normal Stock Item | DIN Rail 35mm | IEC 60947-2, IEC 60947-4-1 | Page 112
Switch Disconnectors (TeSys Vario) | Rotary Switch Disconnectors | TeSys Vario | VCF02GE | Vario VCF02GE | Complete Enclosed Switch 10A 4kW 3P IP65 Sealable & Lockable | 690V AC | 10A | - | Enclosed / Base mount | IP65 | Door interlocked; 3 padlock positions; AC-23 switching duty; IEC 60947-3 compliant | INR | 5895 |  |  | ok | Normal Stock Item | Base / Door Interlocked | IEC 60947-3 | Page 115
Switch Disconnectors (TeSys Vario) | Rotary Switch Disconnectors | TeSys Vario | VCF01GE | Vario VCF01GE | Complete Enclosed Switch 16A 5.5kW 3P IP65 Sealable & Lockable | 690V AC | 16A | - | Enclosed / Base mount | IP65 | Door interlocked; 3 padlock positions; AC-23 switching duty; IEC 60947-3 compliant | INR | 6410 |  |  | ok | Normal Stock Item | Base / Door Interlocked | IEC 60947-3 | Page 115
Switch Disconnectors (TeSys Vario) | Rotary Switch Disconnectors | TeSys Vario | VCF0GE | Vario VCF0GE | Complete Enclosed Switch 20A 7.5kW 3P IP65 Sealable & Lockable | 690V AC | 20A | - | Enclosed / Base mount | IP65 | Door interlocked; 3 padlock positions; AC-23 switching duty; IEC 60947-3 compliant | INR | 7800 |  |  | ok | Normal Stock Item | Base / Door Interlocked | IEC 60947-3 | Page 115
Switch Disconnectors (TeSys Vario) | Rotary Switch Disconnectors | TeSys Vario | VCF1GE | Vario VCF1GE | Complete Enclosed Switch 25A 11kW 3P IP65 Sealable & Lockable | 690V AC | 25A | - | Enclosed / Base mount | IP65 | Door interlocked; 3 padlock positions; AC-23 switching duty; IEC 60947-3 compliant | INR | 8360 |  |  | ok | Normal Stock Item | Base / Door Interlocked | IEC 60947-3 | Page 115
Switch Disconnectors (TeSys Vario) | Rotary Switch Disconnectors | TeSys Vario | VCF2GE | Vario VCF2GE | Complete Enclosed Switch 32A 15kW 3P IP65 Sealable & Lockable | 690V AC | 32A | - | Enclosed / Base mount | IP65 | Door interlocked; 3 padlock positions; AC-23 switching duty; IEC 60947-3 compliant | INR | 9795 |  |  | ok | Normal Stock Item | Base / Door Interlocked | IEC 60947-3 | Page 115
Switch Disconnectors (TeSys Vario) | Rotary Switch Disconnectors | TeSys Vario | VCF3GE | Vario VCF3GE | Complete Enclosed Switch 50A 22kW 3P IP65 Sealable & Lockable | 690V AC | 50A | - | Enclosed / Base mount | IP65 | Door interlocked; 3 padlock positions; AC-23 switching duty; IEC 60947-3 compliant | INR | 15145 |  |  | ok | Normal Stock Item | Base / Door Interlocked | IEC 60947-3 | Page 115
Switch Disconnectors (TeSys Vario) | Rotary Switch Disconnectors | TeSys Vario | VCF4GE | Vario VCF4GE | Complete Enclosed Switch 63A 30kW 3P IP65 Sealable & Lockable | 690V AC | 63A | - | Enclosed / Base mount | IP65 | Door interlocked; 3 padlock positions; AC-23 switching duty; IEC 60947-3 compliant | INR | 17720 |  |  | ok | Normal Stock Item | Base / Door Interlocked | IEC 60947-3 | Page 115
Switch Disconnectors (TeSys Vario) | Rotary Switch Disconnectors | TeSys Vario | VCF02 | Vario VCF02 | Complete Switch with Padlockable Operator 12A 3P | 690V AC | 12A | - | Enclosed / Base mount | IP65 | Door interlocked; 3 padlock positions; AC-23 switching duty; IEC 60947-3 compliant | INR | 3700 |  |  | ok | Normal Stock Item | Base / Door Interlocked | IEC 60947-3 | Page 115
Switch Disconnectors (TeSys Vario) | Rotary Switch Disconnectors | TeSys Vario | VCF0 | Vario VCF0 | Complete Switch with Padlockable Operator 25A 3P | 690V AC | 25A | - | Enclosed / Base mount | IP65 | Door interlocked; 3 padlock positions; AC-23 switching duty; IEC 60947-3 compliant | INR | 4695 |  |  | ok | Normal Stock Item | Base / Door Interlocked | IEC 60947-3 | Page 115
Switch Disconnectors (TeSys Vario) | Rotary Switch Disconnectors | TeSys Vario | VCF1 | Vario VCF1 | Complete Switch with Padlockable Operator 32A 3P | 690V AC | 32A | - | Enclosed / Base mount | IP65 | Door interlocked; 3 padlock positions; AC-23 switching duty; IEC 60947-3 compliant | INR | 4915 |  |  | ok | Normal Stock Item | Base / Door Interlocked | IEC 60947-3 | Page 115
Switch Disconnectors (TeSys Vario) | Rotary Switch Disconnectors | TeSys Vario | VCF2 | Vario VCF2 | Complete Switch with Padlockable Operator 40A 3P | 690V AC | 40A | - | Enclosed / Base mount | IP65 | Door interlocked; 3 padlock positions; AC-23 switching duty; IEC 60947-3 compliant | INR | 6100 |  |  | ok | Normal Stock Item | Base / Door Interlocked | IEC 60947-3 | Page 115
Switch Disconnectors (TeSys Vario) | Rotary Switch Disconnectors | TeSys Vario | VCF3 | Vario VCF3 | Complete Switch with Padlockable Operator 63A 3P | 690V AC | 63A | - | Enclosed / Base mount | IP65 | Door interlocked; 3 padlock positions; AC-23 switching duty; IEC 60947-3 compliant | INR | 12520 |  |  | ok | Normal Stock Item | Base / Door Interlocked | IEC 60947-3 | Page 115
Switch Disconnectors (TeSys Vario) | Rotary Switch Disconnectors | TeSys Vario | VCF4 | Vario VCF4 | Complete Switch with Padlockable Operator 80A 3P | 690V AC | 80A | - | Enclosed / Base mount | IP65 | Door interlocked; 3 padlock positions; AC-23 switching duty; IEC 60947-3 compliant | INR | 10340 |  |  | ok | Normal Stock Item | Base / Door Interlocked | IEC 60947-3 | Page 115
Switch Disconnectors (TeSys Vario) | Rotary Switch Disconnectors | TeSys Vario | VCF5 | Vario VCF5 | Complete Switch with Padlockable Operator 125A 3P | 690V AC | 125A | - | Enclosed / Base mount | IP65 | Door interlocked; 3 padlock positions; AC-23 switching duty; IEC 60947-3 compliant | INR | 23700 |  |  | ok | Normal Stock Item | Base / Door Interlocked | IEC 60947-3 | Page 115
Switch Disconnectors (TeSys Vario) | Rotary Switch Disconnectors | TeSys Vario | VCF6 | Vario VCF6 | Complete Switch with Padlockable Operator 175A 3P | 690V AC | 175A | - | Enclosed / Base mount | IP65 | Door interlocked; 3 padlock positions; AC-23 switching duty; IEC 60947-3 compliant | INR | 28725 |  |  | ok | Normal Stock Item | Base / Door Interlocked | IEC 60947-3 | Page 115
Distribution MCCBs (EasyPact CVS) | Moulded Case Circuit Breakers | EasyPact CVS | LV510330 | EasyPact CVS LV510330 | EasyPact CVS100B TM16D 3P 3d MCCB 36kA | 415V AC | 16A | 36kA | 100-250A Frame / 400-630A Frame | IP40 | Ics = 100% Icu; Adjustable thermal 0.7-1.0xIn; Fixed magnetic; Class II front face | INR | 15830 |  |  | ok | Normal Stock Item | Fixed / Chassis Mount | IEC 60947-2 | Page 125
Distribution MCCBs (EasyPact CVS) | Moulded Case Circuit Breakers | EasyPact CVS | LV510331 | EasyPact CVS LV510331 | EasyPact CVS100B TM25D 3P 3d MCCB 36kA | 415V AC | 25A | 36kA | 100-250A Frame / 400-630A Frame | IP40 | Ics = 100% Icu; Adjustable thermal 0.7-1.0xIn; Fixed magnetic; Class II front face | INR | 15830 |  |  | ok | Normal Stock Item | Fixed / Chassis Mount | IEC 60947-2 | Page 125
Distribution MCCBs (EasyPact CVS) | Moulded Case Circuit Breakers | EasyPact CVS | LV510332 | EasyPact CVS LV510332 | EasyPact CVS100B TM32D 3P 3d MCCB 36kA | 415V AC | 32A | 36kA | 100-250A Frame / 400-630A Frame | IP40 | Ics = 100% Icu; Adjustable thermal 0.7-1.0xIn; Fixed magnetic; Class II front face | INR | 15830 |  |  | ok | Normal Stock Item | Fixed / Chassis Mount | IEC 60947-2 | Page 125
Distribution MCCBs (EasyPact CVS) | Moulded Case Circuit Breakers | EasyPact CVS | LV510333 | EasyPact CVS LV510333 | EasyPact CVS100B TM40D 3P 3d MCCB 36kA | 415V AC | 40A | 36kA | 100-250A Frame / 400-630A Frame | IP40 | Ics = 100% Icu; Adjustable thermal 0.7-1.0xIn; Fixed magnetic; Class II front face | INR | 15830 |  |  | ok | Normal Stock Item | Fixed / Chassis Mount | IEC 60947-2 | Page 125
Distribution MCCBs (EasyPact CVS) | Moulded Case Circuit Breakers | EasyPact CVS | LV510334 | EasyPact CVS LV510334 | EasyPact CVS100B TM50D 3P 3d MCCB 36kA | 415V AC | 50A | 36kA | 100-250A Frame / 400-630A Frame | IP40 | Ics = 100% Icu; Adjustable thermal 0.7-1.0xIn; Fixed magnetic; Class II front face | INR | 15830 |  |  | ok | Normal Stock Item | Fixed / Chassis Mount | IEC 60947-2 | Page 125
Distribution MCCBs (EasyPact CVS) | Moulded Case Circuit Breakers | EasyPact CVS | LV510335 | EasyPact CVS LV510335 | EasyPact CVS100B TM63D 3P 3d MCCB 36kA | 415V AC | 63A | 36kA | 100-250A Frame / 400-630A Frame | IP40 | Ics = 100% Icu; Adjustable thermal 0.7-1.0xIn; Fixed magnetic; Class II front face | INR | 15830 |  |  | ok | Normal Stock Item | Fixed / Chassis Mount | IEC 60947-2 | Page 125
Distribution MCCBs (EasyPact CVS) | Moulded Case Circuit Breakers | EasyPact CVS | LV510336 | EasyPact CVS LV510336 | EasyPact CVS100B TM80D 3P 3d MCCB 36kA | 415V AC | 80A | 36kA | 100-250A Frame / 400-630A Frame | IP40 | Ics = 100% Icu; Adjustable thermal 0.7-1.0xIn; Fixed magnetic; Class II front face | INR | 15830 |  |  | ok | Normal Stock Item | Fixed / Chassis Mount | IEC 60947-2 | Page 125
Distribution MCCBs (EasyPact CVS) | Moulded Case Circuit Breakers | EasyPact CVS | LV510337 | EasyPact CVS LV510337 | EasyPact CVS100B TM100D 3P 3d MCCB 36kA | 415V AC | 100A | 36kA | 100-250A Frame / 400-630A Frame | IP40 | Ics = 100% Icu; Adjustable thermal 0.7-1.0xIn; Fixed magnetic; Class II front face | INR | 15830 |  |  | ok | Normal Stock Item | Fixed / Chassis Mount | IEC 60947-2 | Page 125
Distribution MCCBs (EasyPact CVS) | Moulded Case Circuit Breakers | EasyPact CVS | LV516332 | EasyPact CVS LV516332 | EasyPact CVS160B TM125D 3P 3d MCCB 36kA | 415V AC | 125A | 36kA | 100-250A Frame / 400-630A Frame | IP40 | Ics = 100% Icu; Adjustable thermal 0.7-1.0xIn; Fixed magnetic; Class II front face | INR | 17570 |  |  | ok | Normal Stock Item | Fixed / Chassis Mount | IEC 60947-2 | Page 125
Distribution MCCBs (EasyPact CVS) | Moulded Case Circuit Breakers | EasyPact CVS | LV516333 | EasyPact CVS LV516333 | EasyPact CVS160B TM160D 3P 3d MCCB 36kA | 415V AC | 160A | 36kA | 100-250A Frame / 400-630A Frame | IP40 | Ics = 100% Icu; Adjustable thermal 0.7-1.0xIn; Fixed magnetic; Class II front face | INR | 23280 |  |  | ok | Normal Stock Item | Fixed / Chassis Mount | IEC 60947-2 | Page 125
Distribution MCCBs (EasyPact CVS) | Moulded Case Circuit Breakers | EasyPact CVS | LV525332 | EasyPact CVS LV525332 | EasyPact CVS250B TM200D 3P 3d MCCB 36kA | 415V AC | 200A | 36kA | 100-250A Frame / 400-630A Frame | IP40 | Ics = 100% Icu; Adjustable thermal 0.7-1.0xIn; Fixed magnetic; Class II front face | INR | 33530 |  |  | ok | Normal Stock Item | Fixed / Chassis Mount | IEC 60947-2 | Page 125
Distribution MCCBs (EasyPact CVS) | Moulded Case Circuit Breakers | EasyPact CVS | LV525333 | EasyPact CVS LV525333 | EasyPact CVS250B TM250D 3P 3d MCCB 36kA | 415V AC | 250A | 36kA | 100-250A Frame / 400-630A Frame | IP40 | Ics = 100% Icu; Adjustable thermal 0.7-1.0xIn; Fixed magnetic; Class II front face | INR | 37190 |  |  | ok | Normal Stock Item | Fixed / Chassis Mount | IEC 60947-2 | Page 125
Distribution MCCBs (EasyPact CVS) | Moulded Case Circuit Breakers | EasyPact CVS | LV540305 | EasyPact CVS LV540305 | EasyPact CVS400F TM320D 3P 3d MCCB 36kA | 415V AC | 320A | 36kA | 100-250A Frame / 400-630A Frame | IP40 | Ics = 100% Icu; Adjustable thermal 0.7-1.0xIn; Fixed magnetic; Class II front face | INR | 50840 |  |  | ok | Normal Stock Item | Fixed / Chassis Mount | IEC 60947-2 | Page 125
Distribution MCCBs (EasyPact CVS) | Moulded Case Circuit Breakers | EasyPact CVS | LV540306 | EasyPact CVS LV540306 | EasyPact CVS400F TM400D 3P 3d MCCB 36kA | 415V AC | 400A | 36kA | 100-250A Frame / 400-630A Frame | IP40 | Ics = 100% Icu; Adjustable thermal 0.7-1.0xIn; Fixed magnetic; Class II front face | INR | 51140 |  |  | ok | Normal Stock Item | Fixed / Chassis Mount | IEC 60947-2 | Page 125
Distribution MCCBs (EasyPact CVS) | Moulded Case Circuit Breakers | EasyPact CVS | LV563305 | EasyPact CVS LV563305 | EasyPact CVS630F TM500D 3P 3d MCCB 36kA | 415V AC | 500A | 36kA | 100-250A Frame / 400-630A Frame | IP40 | Ics = 100% Icu; Adjustable thermal 0.7-1.0xIn; Fixed magnetic; Class II front face | INR | 57970 |  |  | ok | Normal Stock Item | Fixed / Chassis Mount | IEC 60947-2 | Page 125
Distribution MCCBs (EasyPact CVS) | Moulded Case Circuit Breakers | EasyPact CVS | LV563307 | EasyPact CVS LV563307 | EasyPact CVS630F TM630D 3P 3d MCCB 36kA | 415V AC | 630A | 36kA | 100-250A Frame / 400-630A Frame | IP40 | Ics = 100% Icu; Adjustable thermal 0.7-1.0xIn; Fixed magnetic; Class II front face | INR | 66380 |  |  | ok | Normal Stock Item | Fixed / Chassis Mount | IEC 60947-2 | Page 125
Distribution MCCBs (EasyPact CVS) | Moulded Case Circuit Breakers | EasyPact CVS | LV510340 | EasyPact CVS LV510340 | EasyPact CVS100B TM16D 4P 4d MCCB 36kA | 415V AC | 16A | 36kA | 100-250A Frame / 400-630A Frame | IP40 | Ics = 100% Icu; Adjustable thermal 0.7-1.0xIn; Fixed magnetic; Class II front face | INR | 19780 |  |  | ok | Normal Stock Item | Fixed / Chassis Mount | IEC 60947-2 | Page 125
Distribution MCCBs (EasyPact CVS) | Moulded Case Circuit Breakers | EasyPact CVS | LV510347 | EasyPact CVS LV510347 | EasyPact CVS100B TM100D 4P 4d MCCB 36kA | 415V AC | 100A | 36kA | 100-250A Frame / 400-630A Frame | IP40 | Ics = 100% Icu; Adjustable thermal 0.7-1.0xIn; Fixed magnetic; Class II front face | INR | 19780 |  |  | ok | Normal Stock Item | Fixed / Chassis Mount | IEC 60947-2 | Page 125
Distribution MCCBs (EasyPact CVS) | Moulded Case Circuit Breakers | EasyPact CVS | LV516343 | EasyPact CVS LV516343 | EasyPact CVS160B TM160D 4P 4d MCCB 36kA | 415V AC | 160A | 36kA | 100-250A Frame / 400-630A Frame | IP40 | Ics = 100% Icu; Adjustable thermal 0.7-1.0xIn; Fixed magnetic; Class II front face | INR | 27730 |  |  | ok | Normal Stock Item | Fixed / Chassis Mount | IEC 60947-2 | Page 125
Distribution MCCBs (EasyPact CVS) | Moulded Case Circuit Breakers | EasyPact CVS | LV525343 | EasyPact CVS LV525343 | EasyPact CVS250B TM250D 4P 4d MCCB 36kA | 415V AC | 250A | 36kA | 100-250A Frame / 400-630A Frame | IP40 | Ics = 100% Icu; Adjustable thermal 0.7-1.0xIn; Fixed magnetic; Class II front face | INR | 46020 |  |  | ok | Normal Stock Item | Fixed / Chassis Mount | IEC 60947-2 | Page 125
Distribution MCCBs (EasyPact CVS) | Moulded Case Circuit Breakers | EasyPact CVS | LV540309 | EasyPact CVS LV540309 | EasyPact CVS400F TM400D 4P 4d MCCB 36kA | 415V AC | 400A | 36kA | 100-250A Frame / 400-630A Frame | IP40 | Ics = 100% Icu; Adjustable thermal 0.7-1.0xIn; Fixed magnetic; Class II front face | INR | 63640 |  |  | ok | Normal Stock Item | Fixed / Chassis Mount | IEC 60947-2 | Page 125
Distribution MCCBs (EasyPact CVS) | Moulded Case Circuit Breakers | EasyPact CVS | LV563310 | EasyPact CVS LV563310 | EasyPact CVS630F TM630D 4P 4d MCCB 36kA | 415V AC | 630A | 36kA | 100-250A Frame / 400-630A Frame | IP40 | Ics = 100% Icu; Adjustable thermal 0.7-1.0xIn; Fixed magnetic; Class II front face | INR | 83780 |  |  | ok | Normal Stock Item | Fixed / Chassis Mount | IEC 60947-2 | Page 125
Distribution MCCBs (EasyPact CVS) | Moulded Case Circuit Breakers | EasyPact CVS | 29450 | EasyPact CVS 29450 | OF or SD or SDE or SDV auxiliary contact (changeover) | 415V AC | Aux Contact | - | 100-250A Frame / 400-630A Frame | IP40 | Ics = 100% Icu; Adjustable thermal 0.7-1.0xIn; Fixed magnetic; Class II front face | INR | 1430 |  |  | ok | Normal Stock Item | Fixed / Chassis Mount | IEC 60947-2 | Page 126
Distribution MCCBs (EasyPact CVS) | Moulded Case Circuit Breakers | EasyPact CVS | LV429387 | EasyPact CVS LV429387 | Shunt release MX 220-240V 50/60Hz for CVS/NSX | 415V AC | 220-240V AC | - | 100-250A Frame / 400-630A Frame | IP40 | Ics = 100% Icu; Adjustable thermal 0.7-1.0xIn; Fixed magnetic; Class II front face | INR | 4120 |  |  | ok | Normal Stock Item | Fixed / Chassis Mount | IEC 60947-2 | Page 126
Distribution MCCBs (EasyPact CVS) | Moulded Case Circuit Breakers | EasyPact CVS | LV429407 | EasyPact CVS LV429407 | Undervoltage release MN 220-240V 50/60Hz for CVS/NSX | 415V AC | 220-240V AC | - | 100-250A Frame / 400-630A Frame | IP40 | Ics = 100% Icu; Adjustable thermal 0.7-1.0xIn; Fixed magnetic; Class II front face | INR | 5110 |  |  | ok | Normal Stock Item | Fixed / Chassis Mount | IEC 60947-2 | Page 126
Distribution MCCBs (EasyPact CVS) | Moulded Case Circuit Breakers | EasyPact CVS | LV429337 | EasyPact CVS LV429337 | Direct rotary handle standard black for CVS 100/160/250A | 415V AC | Rotary Handle | - | 100-250A Frame / 400-630A Frame | IP40 | Ics = 100% Icu; Adjustable thermal 0.7-1.0xIn; Fixed magnetic; Class II front face | INR | 2090 |  |  | ok | Normal Stock Item | Fixed / Chassis Mount | IEC 60947-2 | Page 126
Distribution MCCBs (EasyPact CVS) | Moulded Case Circuit Breakers | EasyPact CVS | LV429338_IN | EasyPact CVS LV429338_IN | Extended rotary handle standard for CVS 100/160/250A | 415V AC | Rotary Handle | - | 100-250A Frame / 400-630A Frame | IP40 | Ics = 100% Icu; Adjustable thermal 0.7-1.0xIn; Fixed magnetic; Class II front face | INR | 2870 |  |  | ok | Normal Stock Item | Fixed / Chassis Mount | IEC 60947-2 | Page 126
Miniature Circuit Breakers (Acti 9) | Miniature Circuit Breakers (MCBs) | Acti 9 xC60 | A9N1P06BGN | Acti9 A9N1P06BGN | Acti9 xC60 MCB 1P 6A B curve 10kA | 240/415V AC / 250V DC | 6A | 10kA / 6kA | 18mm per pole | IP20 | 10kA breaking capacity; Energy limitation class 3; Biconnect line-load reversible | INR | 535 |  |  | ok | Normal Stock Item | DIN Rail 35mm | IS/IEC 60898-1, IEC 60947-2 | Page 127
Miniature Circuit Breakers (Acti 9) | Miniature Circuit Breakers (MCBs) | Acti 9 xC60 | A9N1P10BGN | Acti9 A9N1P10BGN | Acti9 xC60 MCB 1P 10A B curve 10kA | 240/415V AC / 250V DC | 10A | 10kA / 6kA | 18mm per pole | IP20 | 10kA breaking capacity; Energy limitation class 3; Biconnect line-load reversible | INR | 535 |  |  | ok | Normal Stock Item | DIN Rail 35mm | IS/IEC 60898-1, IEC 60947-2 | Page 127
Miniature Circuit Breakers (Acti 9) | Miniature Circuit Breakers (MCBs) | Acti 9 xC60 | A9N1P16BGN | Acti9 A9N1P16BGN | Acti9 xC60 MCB 1P 16A B curve 10kA | 240/415V AC / 250V DC | 16A | 10kA / 6kA | 18mm per pole | IP20 | 10kA breaking capacity; Energy limitation class 3; Biconnect line-load reversible | INR | 535 |  |  | ok | Normal Stock Item | DIN Rail 35mm | IS/IEC 60898-1, IEC 60947-2 | Page 127
Miniature Circuit Breakers (Acti 9) | Miniature Circuit Breakers (MCBs) | Acti 9 xC60 | A9N1P32BGN | Acti9 A9N1P32BGN | Acti9 xC60 MCB 1P 32A B curve 10kA | 240/415V AC / 250V DC | 32A | 10kA / 6kA | 18mm per pole | IP20 | 10kA breaking capacity; Energy limitation class 3; Biconnect line-load reversible | INR | 535 |  |  | ok | Normal Stock Item | DIN Rail 35mm | IS/IEC 60898-1, IEC 60947-2 | Page 127
Miniature Circuit Breakers (Acti 9) | Miniature Circuit Breakers (MCBs) | Acti 9 xC60 | A9N1P40BGN | Acti9 A9N1P40BGN | Acti9 xC60 MCB 1P 40A B curve 10kA | 240/415V AC / 250V DC | 40A | 10kA / 6kA | 18mm per pole | IP20 | 10kA breaking capacity; Energy limitation class 3; Biconnect line-load reversible | INR | 1161 |  |  | ok | Normal Stock Item | DIN Rail 35mm | IS/IEC 60898-1, IEC 60947-2 | Page 127
Miniature Circuit Breakers (Acti 9) | Miniature Circuit Breakers (MCBs) | Acti 9 xC60 | A9N1P63BGN | Acti9 A9N1P63BGN | Acti9 xC60 MCB 1P 63A B curve 10kA | 240/415V AC / 250V DC | 63A | 10kA / 6kA | 18mm per pole | IP20 | 10kA breaking capacity; Energy limitation class 3; Biconnect line-load reversible | INR | 1177 |  |  | ok | Normal Stock Item | DIN Rail 35mm | IS/IEC 60898-1, IEC 60947-2 | Page 127
Miniature Circuit Breakers (Acti 9) | Miniature Circuit Breakers (MCBs) | Acti 9 xC60 | A9N1P06CGN | Acti9 A9N1P06CGN | Acti9 xC60 MCB 1P 6A C curve 10kA | 240/415V AC / 250V DC | 6A | 10kA / 6kA | 18mm per pole | IP20 | 10kA breaking capacity; Energy limitation class 3; Biconnect line-load reversible | INR | 486 |  |  | ok | Normal Stock Item | DIN Rail 35mm | IS/IEC 60898-1, IEC 60947-2 | Page 127
Miniature Circuit Breakers (Acti 9) | Miniature Circuit Breakers (MCBs) | Acti 9 xC60 | A9N1P10CGN | Acti9 A9N1P10CGN | Acti9 xC60 MCB 1P 10A C curve 10kA | 240/415V AC / 250V DC | 10A | 10kA / 6kA | 18mm per pole | IP20 | 10kA breaking capacity; Energy limitation class 3; Biconnect line-load reversible | INR | 486 |  |  | ok | Normal Stock Item | DIN Rail 35mm | IS/IEC 60898-1, IEC 60947-2 | Page 127
Miniature Circuit Breakers (Acti 9) | Miniature Circuit Breakers (MCBs) | Acti 9 xC60 | A9N1P16CGN | Acti9 A9N1P16CGN | Acti9 xC60 MCB 1P 16A C curve 10kA | 240/415V AC / 250V DC | 16A | 10kA / 6kA | 18mm per pole | IP20 | 10kA breaking capacity; Energy limitation class 3; Biconnect line-load reversible | INR | 486 |  |  | ok | Normal Stock Item | DIN Rail 35mm | IS/IEC 60898-1, IEC 60947-2 | Page 127
Miniature Circuit Breakers (Acti 9) | Miniature Circuit Breakers (MCBs) | Acti 9 xC60 | A9N1P20CGN | Acti9 A9N1P20CGN | Acti9 xC60 MCB 1P 20A C curve 10kA | 240/415V AC / 250V DC | 20A | 10kA / 6kA | 18mm per pole | IP20 | 10kA breaking capacity; Energy limitation class 3; Biconnect line-load reversible | INR | 486 |  |  | ok | Normal Stock Item | DIN Rail 35mm | IS/IEC 60898-1, IEC 60947-2 | Page 127
Miniature Circuit Breakers (Acti 9) | Miniature Circuit Breakers (MCBs) | Acti 9 xC60 | A9N1P25CGN | Acti9 A9N1P25CGN | Acti9 xC60 MCB 1P 25A C curve 10kA | 240/415V AC / 250V DC | 25A | 10kA / 6kA | 18mm per pole | IP20 | 10kA breaking capacity; Energy limitation class 3; Biconnect line-load reversible | INR | 486 |  |  | ok | Normal Stock Item | DIN Rail 35mm | IS/IEC 60898-1, IEC 60947-2 | Page 127
Miniature Circuit Breakers (Acti 9) | Miniature Circuit Breakers (MCBs) | Acti 9 xC60 | A9N1P32CGN | Acti9 A9N1P32CGN | Acti9 xC60 MCB 1P 32A C curve 10kA | 240/415V AC / 250V DC | 32A | 10kA / 6kA | 18mm per pole | IP20 | 10kA breaking capacity; Energy limitation class 3; Biconnect line-load reversible | INR | 486 |  |  | ok | Normal Stock Item | DIN Rail 35mm | IS/IEC 60898-1, IEC 60947-2 | Page 127
Miniature Circuit Breakers (Acti 9) | Miniature Circuit Breakers (MCBs) | Acti 9 xC60 | A9N1P40CGN | Acti9 A9N1P40CGN | Acti9 xC60 MCB 1P 40A C curve 10kA | 240/415V AC / 250V DC | 40A | 10kA / 6kA | 18mm per pole | IP20 | 10kA breaking capacity; Energy limitation class 3; Biconnect line-load reversible | INR | 1161 |  |  | ok | Normal Stock Item | DIN Rail 35mm | IS/IEC 60898-1, IEC 60947-2 | Page 127
Miniature Circuit Breakers (Acti 9) | Miniature Circuit Breakers (MCBs) | Acti 9 xC60 | A9N1P63CGN | Acti9 A9N1P63CGN | Acti9 xC60 MCB 1P 63A C curve 10kA | 240/415V AC / 250V DC | 63A | 10kA / 6kA | 18mm per pole | IP20 | 10kA breaking capacity; Energy limitation class 3; Biconnect line-load reversible | INR | 1177 |  |  | ok | Normal Stock Item | DIN Rail 35mm | IS/IEC 60898-1, IEC 60947-2 | Page 127
Miniature Circuit Breakers (Acti 9) | Miniature Circuit Breakers (MCBs) | Acti 9 xC60 | A9N2P06CGN | Acti9 A9N2P06CGN | Acti9 xC60 MCB 2P 6A C curve 10kA | 240/415V AC / 250V DC | 6A | 10kA / 6kA | 18mm per pole | IP20 | 10kA breaking capacity; Energy limitation class 3; Biconnect line-load reversible | INR | 1615 |  |  | ok | Normal Stock Item | DIN Rail 35mm | IS/IEC 60898-1, IEC 60947-2 | Page 127
Miniature Circuit Breakers (Acti 9) | Miniature Circuit Breakers (MCBs) | Acti 9 xC60 | A9N2P16CGN | Acti9 A9N2P16CGN | Acti9 xC60 MCB 2P 16A C curve 10kA | 240/415V AC / 250V DC | 16A | 10kA / 6kA | 18mm per pole | IP20 | 10kA breaking capacity; Energy limitation class 3; Biconnect line-load reversible | INR | 1615 |  |  | ok | Normal Stock Item | DIN Rail 35mm | IS/IEC 60898-1, IEC 60947-2 | Page 127
Miniature Circuit Breakers (Acti 9) | Miniature Circuit Breakers (MCBs) | Acti 9 xC60 | A9N2P32CGN | Acti9 A9N2P32CGN | Acti9 xC60 MCB 2P 32A C curve 10kA | 240/415V AC / 250V DC | 32A | 10kA / 6kA | 18mm per pole | IP20 | 10kA breaking capacity; Energy limitation class 3; Biconnect line-load reversible | INR | 1615 |  |  | ok | Normal Stock Item | DIN Rail 35mm | IS/IEC 60898-1, IEC 60947-2 | Page 127
Miniature Circuit Breakers (Acti 9) | Miniature Circuit Breakers (MCBs) | Acti 9 xC60 | A9N2P63CGN | Acti9 A9N2P63CGN | Acti9 xC60 MCB 2P 63A C curve 10kA | 240/415V AC / 250V DC | 63A | 10kA / 6kA | 18mm per pole | IP20 | 10kA breaking capacity; Energy limitation class 3; Biconnect line-load reversible | INR | 2621 |  |  | ok | Normal Stock Item | DIN Rail 35mm | IS/IEC 60898-1, IEC 60947-2 | Page 127
Miniature Circuit Breakers (Acti 9) | Miniature Circuit Breakers (MCBs) | Acti 9 xC60 | A9N3P06CGN | Acti9 A9N3P06CGN | Acti9 xC60 MCB 3P 6A C curve 10kA | 240/415V AC / 250V DC | 6A | 10kA / 6kA | 18mm per pole | IP20 | 10kA breaking capacity; Energy limitation class 3; Biconnect line-load reversible | INR | 2678 |  |  | ok | Normal Stock Item | DIN Rail 35mm | IS/IEC 60898-1, IEC 60947-2 | Page 127
Miniature Circuit Breakers (Acti 9) | Miniature Circuit Breakers (MCBs) | Acti 9 xC60 | A9N3P16CGN | Acti9 A9N3P16CGN | Acti9 xC60 MCB 3P 16A C curve 10kA | 240/415V AC / 250V DC | 16A | 10kA / 6kA | 18mm per pole | IP20 | 10kA breaking capacity; Energy limitation class 3; Biconnect line-load reversible | INR | 2678 |  |  | ok | Normal Stock Item | DIN Rail 35mm | IS/IEC 60898-1, IEC 60947-2 | Page 127
Miniature Circuit Breakers (Acti 9) | Miniature Circuit Breakers (MCBs) | Acti 9 xC60 | A9N3P32CGN | Acti9 A9N3P32CGN | Acti9 xC60 MCB 3P 32A C curve 10kA | 240/415V AC / 250V DC | 32A | 10kA / 6kA | 18mm per pole | IP20 | 10kA breaking capacity; Energy limitation class 3; Biconnect line-load reversible | INR | 2678 |  |  | ok | Normal Stock Item | DIN Rail 35mm | IS/IEC 60898-1, IEC 60947-2 | Page 127
Miniature Circuit Breakers (Acti 9) | Miniature Circuit Breakers (MCBs) | Acti 9 xC60 | A9N3P63CGN | Acti9 A9N3P63CGN | Acti9 xC60 MCB 3P 63A C curve 10kA | 240/415V AC / 250V DC | 63A | 10kA / 6kA | 18mm per pole | IP20 | 10kA breaking capacity; Energy limitation class 3; Biconnect line-load reversible | INR | 4214 |  |  | ok | Normal Stock Item | DIN Rail 35mm | IS/IEC 60898-1, IEC 60947-2 | Page 127
Miniature Circuit Breakers (Acti 9) | Miniature Circuit Breakers (MCBs) | Acti 9 xC60 | A9N4P16CGN | Acti9 A9N4P16CGN | Acti9 xC60 MCB 4P 16A C curve 10kA | 240/415V AC / 250V DC | 16A | 10kA / 6kA | 18mm per pole | IP20 | 10kA breaking capacity; Energy limitation class 3; Biconnect line-load reversible | INR | 3609 |  |  | ok | Normal Stock Item | DIN Rail 35mm | IS/IEC 60898-1, IEC 60947-2 | Page 127
Miniature Circuit Breakers (Acti 9) | Miniature Circuit Breakers (MCBs) | Acti 9 xC60 | A9N4P32CGN | Acti9 A9N4P32CGN | Acti9 xC60 MCB 4P 32A C curve 10kA | 240/415V AC / 250V DC | 32A | 10kA / 6kA | 18mm per pole | IP20 | 10kA breaking capacity; Energy limitation class 3; Biconnect line-load reversible | INR | 3609 |  |  | ok | Normal Stock Item | DIN Rail 35mm | IS/IEC 60898-1, IEC 60947-2 | Page 127
Miniature Circuit Breakers (Acti 9) | Miniature Circuit Breakers (MCBs) | Acti 9 xC60 | A9N4P63CGN | Acti9 A9N4P63CGN | Acti9 xC60 MCB 4P 63A C curve 10kA | 240/415V AC / 250V DC | 63A | 10kA / 6kA | 18mm per pole | IP20 | 10kA breaking capacity; Energy limitation class 3; Biconnect line-load reversible | INR | 5460 |  |  | ok | Normal Stock Item | DIN Rail 35mm | IS/IEC 60898-1, IEC 60947-2 | Page 127
Miniature Circuit Breakers (Acti 9) | Miniature Circuit Breakers (MCBs) | Acti 9 xC60 | A9N1P16DGN | Acti9 A9N1P16DGN | Acti9 xC60 MCB 1P 16A D curve 10kA | 240/415V AC / 250V DC | 16A | 10kA / 6kA | 18mm per pole | IP20 | 10kA breaking capacity; Energy limitation class 3; Biconnect line-load reversible | INR | 698 |  |  | ok | Normal Stock Item | DIN Rail 35mm | IS/IEC 60898-1, IEC 60947-2 | Page 127
Miniature Circuit Breakers (Acti 9) | Miniature Circuit Breakers (MCBs) | Acti 9 xC60 | A9N3P16DGN | Acti9 A9N3P16DGN | Acti9 xC60 MCB 3P 16A D curve 10kA | 240/415V AC / 250V DC | 16A | 10kA / 6kA | 18mm per pole | IP20 | 10kA breaking capacity; Energy limitation class 3; Biconnect line-load reversible | INR | 2821 |  |  | ok | Normal Stock Item | DIN Rail 35mm | IS/IEC 60898-1, IEC 60947-2 | Page 127
Miniature Circuit Breakers (Acti 9) | Miniature Circuit Breakers (MCBs) | Acti 9 xC60 | A9N4P32DGN | Acti9 A9N4P32DGN | Acti9 xC60 MCB 4P 32A D curve 10kA | 240/415V AC / 250V DC | 32A | 10kA / 6kA | 18mm per pole | IP20 | 10kA breaking capacity; Energy limitation class 3; Biconnect line-load reversible | INR | 3742 |  |  | ok | Normal Stock Item | DIN Rail 35mm | IS/IEC 60898-1, IEC 60947-2 | Page 127
Miniature Circuit Breakers (Acti 9) | Miniature Circuit Breakers (MCBs) | Acti 9 xC60 | A9N61501 | Acti9 A9N61501 | DC MCB C60H-DC 1P 1A 250V DC 6kA | 240/415V AC / 250V DC | 1A | 10kA / 6kA | 18mm per pole | IP20 | 10kA breaking capacity; Energy limitation class 3; Biconnect line-load reversible | INR | 1535 |  |  | ok | Normal Stock Item | DIN Rail 35mm | IS/IEC 60898-1, IEC 60947-2 | Page 129
Miniature Circuit Breakers (Acti 9) | Miniature Circuit Breakers (MCBs) | Acti 9 xC60 | A9N61506 | Acti9 A9N61506 | DC MCB C60H-DC 1P 6A 250V DC 6kA | 240/415V AC / 250V DC | 6A | 10kA / 6kA | 18mm per pole | IP20 | 10kA breaking capacity; Energy limitation class 3; Biconnect line-load reversible | INR | 1260 |  |  | ok | Normal Stock Item | DIN Rail 35mm | IS/IEC 60898-1, IEC 60947-2 | Page 129
Miniature Circuit Breakers (Acti 9) | Miniature Circuit Breakers (MCBs) | Acti 9 xC60 | A9N61511 | Acti9 A9N61511 | DC MCB C60H-DC 1P 16A 250V DC 6kA | 240/415V AC / 250V DC | 16A | 10kA / 6kA | 18mm per pole | IP20 | 10kA breaking capacity; Energy limitation class 3; Biconnect line-load reversible | INR | 1260 |  |  | ok | Normal Stock Item | DIN Rail 35mm | IS/IEC 60898-1, IEC 60947-2 | Page 129
Miniature Circuit Breakers (Acti 9) | Miniature Circuit Breakers (MCBs) | Acti 9 xC60 | A9N61515 | Acti9 A9N61515 | DC MCB C60H-DC 1P 32A 250V DC 6kA | 240/415V AC / 250V DC | 32A | 10kA / 6kA | 18mm per pole | IP20 | 10kA breaking capacity; Energy limitation class 3; Biconnect line-load reversible | INR | 1453 |  |  | ok | Normal Stock Item | DIN Rail 35mm | IS/IEC 60898-1, IEC 60947-2 | Page 129
Miniature Circuit Breakers (Acti 9) | Miniature Circuit Breakers (MCBs) | Acti 9 xC60 | A9N61519 | Acti9 A9N61519 | DC MCB C60H-DC 1P 63A 250V DC 6kA | 240/415V AC / 250V DC | 63A | 10kA / 6kA | 18mm per pole | IP20 | 10kA breaking capacity; Energy limitation class 3; Biconnect line-load reversible | INR | 1728 |  |  | ok | Normal Stock Item | DIN Rail 35mm | IS/IEC 60898-1, IEC 60947-2 | Page 129
Miniature Circuit Breakers (Acti 9) | Miniature Circuit Breakers (MCBs) | Acti 9 xC60 | A9N61526 | Acti9 A9N61526 | DC MCB C60H-DC 2P 6A 500V DC 6kA | 240/415V AC / 250V DC | 6A | 10kA / 6kA | 18mm per pole | IP20 | 10kA breaking capacity; Energy limitation class 3; Biconnect line-load reversible | INR | 2577 |  |  | ok | Normal Stock Item | DIN Rail 35mm | IS/IEC 60898-1, IEC 60947-2 | Page 129
Miniature Circuit Breakers (Acti 9) | Miniature Circuit Breakers (MCBs) | Acti 9 xC60 | A9N61531 | Acti9 A9N61531 | DC MCB C60H-DC 2P 16A 500V DC 6kA | 240/415V AC / 250V DC | 16A | 10kA / 6kA | 18mm per pole | IP20 | 10kA breaking capacity; Energy limitation class 3; Biconnect line-load reversible | INR | 2577 |  |  | ok | Normal Stock Item | DIN Rail 35mm | IS/IEC 60898-1, IEC 60947-2 | Page 129
Miniature Circuit Breakers (Acti 9) | Miniature Circuit Breakers (MCBs) | Acti 9 xC60 | A9N61535 | Acti9 A9N61535 | DC MCB C60H-DC 2P 32A 500V DC 6kA | 240/415V AC / 250V DC | 32A | 10kA / 6kA | 18mm per pole | IP20 | 10kA breaking capacity; Energy limitation class 3; Biconnect line-load reversible | INR | 2577 |  |  | ok | Normal Stock Item | DIN Rail 35mm | IS/IEC 60898-1, IEC 60947-2 | Page 129
Miniature Circuit Breakers (Acti 9) | Miniature Circuit Breakers (MCBs) | Acti 9 xC60 | A9N61539 | Acti9 A9N61539 | DC MCB C60H-DC 2P 63A 500V DC 6kA | 240/415V AC / 250V DC | 63A | 10kA / 6kA | 18mm per pole | IP20 | 10kA breaking capacity; Energy limitation class 3; Biconnect line-load reversible | INR | 3799 |  |  | ok | Normal Stock Item | DIN Rail 35mm | IS/IEC 60898-1, IEC 60947-2 | Page 129
Residual Current Devices (Acti 9 RCD) | Modular DIN Rail Protection & Control | Acti 9 Range | A9N16201 | Acti9 A9N16201 | AC Residual Current Circuit Breaker xID 2P 25A 30mA | 230/415V AC | 25A | - | 18mm per module | IP20 / IP40 | Earth leakage / surge / load control; High electrical continuity; Modular 18mm DIN rail pitch | INR | 5571 |  |  | ok | Normal Stock Item | DIN Rail 35mm | IEC/EN 61008-1, IEC 61643-11 | Page 131
Residual Current Devices (Acti 9 RCD) | Modular DIN Rail Protection & Control | Acti 9 Range | A9N16204 | Acti9 A9N16204 | AC Residual Current Circuit Breaker xID 2P 40A 30mA | 230/415V AC | 40A | - | 18mm per module | IP20 / IP40 | Earth leakage / surge / load control; High electrical continuity; Modular 18mm DIN rail pitch | INR | 6558 |  |  | ok | Normal Stock Item | DIN Rail 35mm | IEC/EN 61008-1, IEC 61643-11 | Page 131
Residual Current Devices (Acti 9 RCD) | Modular DIN Rail Protection & Control | Acti 9 Range | A9N16208 | Acti9 A9N16208 | AC Residual Current Circuit Breaker xID 2P 63A 30mA | 230/415V AC | 63A | - | 18mm per module | IP20 / IP40 | Earth leakage / surge / load control; High electrical continuity; Modular 18mm DIN rail pitch | INR | 7897 |  |  | ok | Normal Stock Item | DIN Rail 35mm | IEC/EN 61008-1, IEC 61643-11 | Page 131
Residual Current Devices (Acti 9 RCD) | Modular DIN Rail Protection & Control | Acti 9 Range | A9N16251 | Acti9 A9N16251 | AC Residual Current Circuit Breaker xID 4P 25A 30mA | 230/415V AC | 25A | - | 18mm per module | IP20 / IP40 | Earth leakage / surge / load control; High electrical continuity; Modular 18mm DIN rail pitch | INR | 7819 |  |  | ok | Normal Stock Item | DIN Rail 35mm | IEC/EN 61008-1, IEC 61643-11 | Page 131
Residual Current Devices (Acti 9 RCD) | Modular DIN Rail Protection & Control | Acti 9 Range | A9N16254 | Acti9 A9N16254 | AC Residual Current Circuit Breaker xID 4P 40A 30mA | 230/415V AC | 40A | - | 18mm per module | IP20 / IP40 | Earth leakage / surge / load control; High electrical continuity; Modular 18mm DIN rail pitch | INR | 7697 |  |  | ok | Normal Stock Item | DIN Rail 35mm | IEC/EN 61008-1, IEC 61643-11 | Page 131
Residual Current Devices (Acti 9 RCD) | Modular DIN Rail Protection & Control | Acti 9 Range | A9N16258 | Acti9 A9N16258 | AC Residual Current Circuit Breaker xID 4P 63A 30mA | 230/415V AC | 63A | - | 18mm per module | IP20 / IP40 | Earth leakage / surge / load control; High electrical continuity; Modular 18mm DIN rail pitch | INR | 8913 |  |  | ok | Normal Stock Item | DIN Rail 35mm | IEC/EN 61008-1, IEC 61643-11 | Page 131
Residual Current Devices (Acti 9 RCD) | Modular DIN Rail Protection & Control | Acti 9 Range | A9N19661 | Acti9 A9N19661 | AC Residual Current Breaker Overload DPN N Vigi 1P+N 6A 30mA C curve | 230/415V AC | 6A | - | 18mm per module | IP20 / IP40 | Earth leakage / surge / load control; High electrical continuity; Modular 18mm DIN rail pitch | INR | 8601 |  |  | ok | Normal Stock Item | DIN Rail 35mm | IEC/EN 61008-1, IEC 61643-11 | Page 131
Residual Current Devices (Acti 9 RCD) | Modular DIN Rail Protection & Control | Acti 9 Range | A9N19665 | Acti9 A9N19665 | AC Residual Current Breaker Overload DPN N Vigi 1P+N 16A 30mA C curve | 230/415V AC | 16A | - | 18mm per module | IP20 / IP40 | Earth leakage / surge / load control; High electrical continuity; Modular 18mm DIN rail pitch | INR | 8601 |  |  | ok | Normal Stock Item | DIN Rail 35mm | IEC/EN 61008-1, IEC 61643-11 | Page 131
Residual Current Devices (Acti 9 RCD) | Modular DIN Rail Protection & Control | Acti 9 Range | A9N19668 | Acti9 A9N19668 | AC Residual Current Breaker Overload DPN N Vigi 1P+N 32A 30mA C curve | 230/415V AC | 32A | - | 18mm per module | IP20 / IP40 | Earth leakage / surge / load control; High electrical continuity; Modular 18mm DIN rail pitch | INR | 8601 |  |  | ok | Normal Stock Item | DIN Rail 35mm | IEC/EN 61008-1, IEC 61643-11 | Page 131
Control & Command (Acti 9) | Modular DIN Rail Protection & Control | Acti 9 Range | A9N26904 | Acti9 A9N26904 | Acti9 A9N iOF bottom wiring auxiliary contact 0.1-6A | 230/415V AC | Aux Contact | - | 18mm per module | IP20 / IP40 | Earth leakage / surge / load control; High electrical continuity; Modular 18mm DIN rail pitch | INR | 3686 |  |  | ok | Normal Stock Item | DIN Rail 35mm | IEC/EN 61008-1, IEC 61643-11 | Page 138
Control & Command (Acti 9) | Modular DIN Rail Protection & Control | Acti 9 Range | A9N26907 | Acti9 A9N26907 | Acti9 A9N SD bottom wiring fault trip indication contact | 230/415V AC | Trip Contact | - | 18mm per module | IP20 / IP40 | Earth leakage / surge / load control; High electrical continuity; Modular 18mm DIN rail pitch | INR | 2080 |  |  | ok | Normal Stock Item | DIN Rail 35mm | IEC/EN 61008-1, IEC 61643-11 | Page 138
Control & Command (Acti 9) | Modular DIN Rail Protection & Control | Acti 9 Range | A9N26960 | Acti9 A9N26960 | Acti9 MN Under-voltage Release 220-240V AC | 230/415V AC | 220-240V AC | - | 18mm per module | IP20 / IP40 | Earth leakage / surge / load control; High electrical continuity; Modular 18mm DIN rail pitch | INR | 7492 |  |  | ok | Normal Stock Item | DIN Rail 35mm | IEC/EN 61008-1, IEC 61643-11 | Page 138
Control & Command (Acti 9) | Modular DIN Rail Protection & Control | Acti 9 Range | A9N26946 | Acti9 A9N26946 | Acti9 MX + OF Shunt Release 110-415V AC for remote trip | 230/415V AC | 110-415V AC | - | 18mm per module | IP20 / IP40 | Earth leakage / surge / load control; High electrical continuity; Modular 18mm DIN rail pitch | INR | 4873 |  |  | ok | Normal Stock Item | DIN Rail 35mm | IEC/EN 61008-1, IEC 61643-11 | Page 138
Surge Protection Devices (Acti 9 SPD) | Modular DIN Rail Protection & Control | Acti 9 Range | 16329 | Acti9 16329 | Surge Arrester Type 1+2 PRD1 25r 1P Iimp 25kA | 230/415V AC | 25kA Iimp | - | 18mm per module | IP20 / IP40 | Earth leakage / surge / load control; High electrical continuity; Modular 18mm DIN rail pitch | INR | 26716 |  |  | ok | Normal Stock Item | DIN Rail 35mm | IEC/EN 61008-1, IEC 61643-11 | Page 136
Surge Protection Devices (Acti 9 SPD) | Modular DIN Rail Protection & Control | Acti 9 Range | 16330 | Acti9 16330 | Surge Arrester Type 1+2 PRD1 25r 1P+N Iimp 25kA | 230/415V AC | 25kA Iimp | - | 18mm per module | IP20 / IP40 | Earth leakage / surge / load control; High electrical continuity; Modular 18mm DIN rail pitch | INR | 47016 |  |  | ok | Normal Stock Item | DIN Rail 35mm | IEC/EN 61008-1, IEC 61643-11 | Page 136
Surge Protection Devices (Acti 9 SPD) | Modular DIN Rail Protection & Control | Acti 9 Range | 16332 | Acti9 16332 | Surge Arrester Type 1+2 PRD1 25r 3P+N Iimp 25kA | 230/415V AC | 25kA Iimp | - | 18mm per module | IP20 / IP40 | Earth leakage / surge / load control; High electrical continuity; Modular 18mm DIN rail pitch | INR | 93819 |  |  | ok | Normal Stock Item | DIN Rail 35mm | IEC/EN 61008-1, IEC 61643-11 | Page 136
Surge Protection Devices (Acti 9 SPD) | Modular DIN Rail Protection & Control | Acti 9 Range | A9L08500 | Acti9 A9L08500 | Surge Arrester Type 2 iPRD8 230V 1P+N Imax 8kA | 230/415V AC | 8kA Imax | - | 18mm per module | IP20 / IP40 | Earth leakage / surge / load control; High electrical continuity; Modular 18mm DIN rail pitch | INR | 12484 |  |  | ok | Normal Stock Item | DIN Rail 35mm | IEC/EN 61008-1, IEC 61643-11 | Page 136
Surge Protection Devices (Acti 9 SPD) | Modular DIN Rail Protection & Control | Acti 9 Range | A9L20500 | Acti9 A9L20500 | Surge Arrester Type 2 iPRD20 230V 1P+N Imax 20kA | 230/415V AC | 20kA Imax | - | 18mm per module | IP20 / IP40 | Earth leakage / surge / load control; High electrical continuity; Modular 18mm DIN rail pitch | INR | 15692 |  |  | ok | Normal Stock Item | DIN Rail 35mm | IEC/EN 61008-1, IEC 61643-11 | Page 136
Surge Protection Devices (Acti 9 SPD) | Modular DIN Rail Protection & Control | Acti 9 Range | A9L40500 | Acti9 A9L40500 | Surge Arrester Type 2 iPRD40 230V 1P+N Imax 40kA | 230/415V AC | 40kA Imax | - | 18mm per module | IP20 / IP40 | Earth leakage / surge / load control; High electrical continuity; Modular 18mm DIN rail pitch | INR | 18074 |  |  | ok | Normal Stock Item | DIN Rail 35mm | IEC/EN 61008-1, IEC 61643-11 | Page 136
Surge Protection Devices (Acti 9 SPD) | Modular DIN Rail Protection & Control | Acti 9 Range | A9L65501 | Acti9 A9L65501 | Surge Arrester Type 2 iPRD65r with remote contact 1P+N 65kA | 230/415V AC | 65kA Imax | - | 18mm per module | IP20 / IP40 | Earth leakage / surge / load control; High electrical continuity; Modular 18mm DIN rail pitch | INR | 29696 |  |  | ok | Normal Stock Item | DIN Rail 35mm | IEC/EN 61008-1, IEC 61643-11 | Page 136
Surge Protection Devices (Acti 9 SPD) | Modular DIN Rail Protection & Control | Acti 9 Range | A9L40102 | Acti9 A9L40102 | Spare Cartridge for iPRD40 and iPRD40r | 230/415V AC | Cartridge | - | 18mm per module | IP20 / IP40 | Earth leakage / surge / load control; High electrical continuity; Modular 18mm DIN rail pitch | INR | 6894 |  |  | ok | Normal Stock Item | DIN Rail 35mm | IEC/EN 61008-1, IEC 61643-11 | Page 136
Surge Protection Devices (Acti 9 SPD) | Modular DIN Rail Protection & Control | Acti 9 Range | A9L16298 | Acti9 A9L16298 | iQuick PRD 8r Type 2 with inbuilt back up MCB 1P+N | 230/415V AC | 8kA Imax | - | 18mm per module | IP20 / IP40 | Earth leakage / surge / load control; High electrical continuity; Modular 18mm DIN rail pitch | INR | 18798 |  |  | ok | Normal Stock Item | DIN Rail 35mm | IEC/EN 61008-1, IEC 61643-11 | Page 136
Surge Protection Devices (Acti 9 SPD) | Modular DIN Rail Protection & Control | Acti 9 Range | A9L16295 | Acti9 A9L16295 | iQuick PRD 20r Type 2 with inbuilt back up MCB 1P+N | 230/415V AC | 20kA Imax | - | 18mm per module | IP20 / IP40 | Earth leakage / surge / load control; High electrical continuity; Modular 18mm DIN rail pitch | INR | 23178 |  |  | ok | Normal Stock Item | DIN Rail 35mm | IEC/EN 61008-1, IEC 61643-11 | Page 136
Surge Protection Devices (Acti 9 SPD) | Modular DIN Rail Protection & Control | Acti 9 Range | A9L16292 | Acti9 A9L16292 | iQuick PRD 40r Type 2 with inbuilt back up MCB 1P+N | 230/415V AC | 40kA Imax | - | 18mm per module | IP20 / IP40 | Earth leakage / surge / load control; High electrical continuity; Modular 18mm DIN rail pitch | INR | 28990 |  |  | ok | Normal Stock Item | DIN Rail 35mm | IEC/EN 61008-1, IEC 61643-11 | Page 136
Control & Command (Acti 9) | Modular DIN Rail Protection & Control | Acti 9 Range | A9S2P040 | Acti9 A9S2P040 | Isolator switch xSW 2P 40A AC-22A 240V | 230/415V AC | 40A | - | 18mm per module | IP20 / IP40 | Earth leakage / surge / load control; High electrical continuity; Modular 18mm DIN rail pitch | INR | 1079 |  |  | ok | Normal Stock Item | DIN Rail 35mm | IEC/EN 61008-1, IEC 61643-11 | Page 138
Control & Command (Acti 9) | Modular DIN Rail Protection & Control | Acti 9 Range | A9S4P063 | Acti9 A9S4P063 | Isolator switch xSW 4P 63A AC-22A 415V | 230/415V AC | 63A | - | 18mm per module | IP20 / IP40 | Earth leakage / surge / load control; High electrical continuity; Modular 18mm DIN rail pitch | INR | 2598 |  |  | ok | Normal Stock Item | DIN Rail 35mm | IEC/EN 61008-1, IEC 61643-11 | Page 138
Control & Command (Acti 9) | Modular DIN Rail Protection & Control | Acti 9 Range | A9S4P100 | Acti9 A9S4P100 | Isolator switch xSW 4P 100A AC-22A 415V | 230/415V AC | 100A | - | 18mm per module | IP20 / IP40 | Earth leakage / surge / load control; High electrical continuity; Modular 18mm DIN rail pitch | INR | 4347 |  |  | ok | Normal Stock Item | DIN Rail 35mm | IEC/EN 61008-1, IEC 61643-11 | Page 138
Control & Command (Acti 9) | Modular DIN Rail Protection & Control | Acti 9 Range | A9E18070 | Acti9 A9E18070 | Selector Switch iSSW 1 C/O 2-Position 20A 250V | 230/415V AC | 20A | - | 18mm per module | IP20 / IP40 | Earth leakage / surge / load control; High electrical continuity; Modular 18mm DIN rail pitch | INR | 2308 |  |  | ok | Normal Stock Item | DIN Rail 35mm | IEC/EN 61008-1, IEC 61643-11 | Page 138
Control & Command (Acti 9) | Modular DIN Rail Protection & Control | Acti 9 Range | A9E18074 | Acti9 A9E18074 | Selector Switch iSSW 2 C/O 3-Position 20A 250V | 230/415V AC | 20A | - | 18mm per module | IP20 / IP40 | Earth leakage / surge / load control; High electrical continuity; Modular 18mm DIN rail pitch | INR | 3829 |  |  | ok | Normal Stock Item | DIN Rail 35mm | IEC/EN 61008-1, IEC 61643-11 | Page 138
Control & Command (Acti 9) | Modular DIN Rail Protection & Control | Acti 9 Range | A9A15322 | Acti9 A9A15322 | iRO Buzzer 230V AC sound level 70dBA | 230/415V AC | 230V AC | - | 18mm per module | IP20 / IP40 | Earth leakage / surge / load control; High electrical continuity; Modular 18mm DIN rail pitch | INR | 2852 |  |  | ok | Normal Stock Item | DIN Rail 35mm | IEC/EN 61008-1, IEC 61643-11 | Page 138
Control & Command (Acti 9) | Modular DIN Rail Protection & Control | Acti 9 Range | A9C20731 | Acti9 A9C20731 | iCT Contactor 1P 25A 1NO 230-240V AC | 230/415V AC | 25A | - | 18mm per module | IP20 / IP40 | Earth leakage / surge / load control; High electrical continuity; Modular 18mm DIN rail pitch | INR | 3417 |  |  | ok | Normal Stock Item | DIN Rail 35mm | IEC/EN 61008-1, IEC 61643-11 | Page 138
Control & Command (Acti 9) | Modular DIN Rail Protection & Control | Acti 9 Range | A9C20732 | Acti9 A9C20732 | iCT Contactor 2P 25A 2NO 230-240V AC | 230/415V AC | 25A | - | 18mm per module | IP20 / IP40 | Earth leakage / surge / load control; High electrical continuity; Modular 18mm DIN rail pitch | INR | 4284 |  |  | ok | Normal Stock Item | DIN Rail 35mm | IEC/EN 61008-1, IEC 61643-11 | Page 138
Control & Command (Acti 9) | Modular DIN Rail Protection & Control | Acti 9 Range | A9C20844 | Acti9 A9C20844 | iCT Contactor 4P 40A 4NO 230-240V AC | 230/415V AC | 40A | - | 18mm per module | IP20 / IP40 | Earth leakage / surge / load control; High electrical continuity; Modular 18mm DIN rail pitch | INR | 14010 |  |  | ok | Normal Stock Item | DIN Rail 35mm | IEC/EN 61008-1, IEC 61643-11 | Page 138
Control & Command (Acti 9) | Modular DIN Rail Protection & Control | Acti 9 Range | A9C30811 | Acti9 A9C30811 | iTL Impulse Relay 1P 16A 1NO 230-240V AC | 230/415V AC | 16A | - | 18mm per module | IP20 / IP40 | Earth leakage / surge / load control; High electrical continuity; Modular 18mm DIN rail pitch | INR | 2299 |  |  | ok | Normal Stock Item | DIN Rail 35mm | IEC/EN 61008-1, IEC 61643-11 | Page 138
Control & Command (Acti 9) | Modular DIN Rail Protection & Control | Acti 9 Range | A9E18320 | Acti9 A9E18320 | iIL Indicator Light single Red LED 230V AC | 230/415V AC | 230V AC | - | 18mm per module | IP20 / IP40 | Earth leakage / surge / load control; High electrical continuity; Modular 18mm DIN rail pitch | INR | 2291 |  |  | ok | Normal Stock Item | DIN Rail 35mm | IEC/EN 61008-1, IEC 61643-11 | Page 138
Control & Command (Acti 9) | Modular DIN Rail Protection & Control | Acti 9 Range | A9E18321 | Acti9 A9E18321 | iIL Indicator Light single Green LED 230V AC | 230/415V AC | 230V AC | - | 18mm per module | IP20 / IP40 | Earth leakage / surge / load control; High electrical continuity; Modular 18mm DIN rail pitch | INR | 2291 |  |  | ok | Normal Stock Item | DIN Rail 35mm | IEC/EN 61008-1, IEC 61643-11 | Page 138

## Notes
How to use
Discount | Column N (Schneider Automation Price List) is formatted as percentage. Type discount (e.g. 35%). Net Price (Column P) calculates automatically via =IF(ISNUMBER(Price), Price*(1-Discount), Price).
Price | List price (M.R.P.) in Indian Rupees (INR) as printed in the Schneider Electric Industrial Automation Products price list effective April 01st, 2026. 'On Request' denotes engineered/OEM configurations.
Ratings 1-5 | Price-driving ratings structured as 'Header: value' (e.g. Voltage: 24V DC, Current: 25A, Poles: 3P, Power: 11kW, Sensitivity: 30mA).
Key word | Type reference / model designation distinguishing each SKU (e.g. ABL2REM, ATV310, ATS480, RXM, LC1D, LRD, GV2ME, xC60).
Accessories | Indicates whether the reference is a complete unit, auxiliary contact block, mounting kit, coil suppressor, communication module, or spare part.
Stocked / Availability | Green tick symbol in the price list denotes 'Normal Stock Item'. Others are available on lead time.
Coil Codes | For contactors with asterisks (e.g., LC1D09*), standard AC coils are B7 (24V), F7 (110V), M7 (220V), N7 (415V); DC coils are BD (24V), FD (110V), MD (220V).
Source | Schneider Electric Industrial Automation Products Price List (Ref: se.com/in, W.E.F. April 01st, 2026).
Standard Compliance | IEC 60947-4-1 (Contactors/Starters), IEC 60947-2 (Circuit Breakers), IEC 60898-1 (MCBs), IEC 61008/61009 (RCDs), IEC 61643-11 (Surge Protection), IEC 60255 (Relays).

## Summary
Category | No. of items
Power Supplies (Phaseo)
Smart Relays (Harmony Zelio)
Variable Speed Drives (Altivar)
Soft Starters (Altistart/Altivar)
Plug-in Relays (Harmony)
Timing & Control Relays (Harmony)
Pushbuttons & Signaling (Harmony)
HMI Panels & Industrial PCs
HMI Software & Remote Access
Power Contactors (TeSys K/Deca/Giga)
Control Relays (TeSys)
Thermal Overload Relays (TeSys Protect)
Electronic Overcurrent Relays (EOCR)
Motor Circuit Breakers (TeSys Power)
Switch Disconnectors (TeSys Vario)
Motor Management (TeSys Island & Tera)
Distribution MCCBs (EasyPact CVS)
Miniature Circuit Breakers (Acti 9)
Residual Current Devices (Acti 9 RCD)
Surge Protection Devices (Acti 9 SPD)
Control & Command (Acti 9)
Total Items