## Read Me & Search Guide
Schneider Electric LV Distribution - Price List (searchable extract, full catalogue)
Source: Schneider Electric LV Distribution Products Price List, W.E.F. 01-Apr-2026. Prices INR (MRP).
Sheet / Topic | Description
EasyPact CVS Breakers | EasyPact CVS MCCBs 16-630A (Distribution + Motor) & 800-1250A. Filter Trip_Unit/Breaking_kA/Rated_A/Poles.
EasyPact CVS SD & DC | EasyPact CVS Switch Disconnector version & 500V DC breakers.
EasyPact CVS Accessories | Aux contacts, motor mechanism, voltage releases, handles, spreaders, interlocks, ETS6 & 800-1250 accessories.
ComPacT NSX & NS Breakers | ComPacT NSX 16-630A (TM-D, Micrologic 2/6A, MA motor, DC, 800/1000V) + New Gen ComPact NS 800-1250A.
ComPacT NSX Accessories | NSX aux/programmable contacts, voltage releases, motor mechanism, monitoring/Modbus, plug-in & draw-out.
Earth Leakage & GFP | GFP modules, VigiPacT add-on, Vigirex relays & toroid sensors. Filter by frame / sensitivity.
Switch Disc & Fuse | ComPact INS/INV switch-disconnectors, changeover systems, FuPact NX fuse units + accessories.
Air Circuit Breakers (NW) | EasyPact NW ACBs 630-4000A. Filter Mounting (Fixed/Draw-out) / Operation (Manual/Electrical) / Trip_System / Poles.
ACB Accessories (NW) | EasyPact NW gear motor, XF/MX/MN releases, MN delay, interlock, counter.
Transfer Switches (ATS) | WATSN (priced), WOTPC, TransferPacT Active/UC, ASCO Series 7000/300. Filter Family/Rating/Poles/Type.
Category Technical Data | Key specs (breaking capacity, ratings, standards, features) for every product family.
HOW TO SEARCH | Use the header filter arrows. Combine filters e.g. Breaking_kA=36 + Rated_A=250 + Poles=3P -> read Reference & Unit_MRP.
PRICE / CODES | Unit_MRP = INR MRP. 'On Request' = price on request. Invoice = (MRP - discount) + GST. Verify current status with Schneider Customer Care.
SCOPE | Whole catalogue (pages 1-77). Images/marketing excluded. Coordination matrices (TransferPacT/WATSN, catalogue p71-77) summarised in Category Technical Data, not reproduced as a grid - tell me if you want them added.

## EasyPact CVS Breakers
EasyPact CVS Breakers
Source: Schneider Electric LV Distribution Products Price List, W.E.F. 01-Apr-2026. Prices INR (MRP).
Family | Range | Category | Trip_Unit | Breaking_kA | Rated_A | Poles | Reference | Unit_MRP | BIS | Page | Notes
EasyPact CVS | 16-630A | MCCB - Distribution | TMD Fixed Thermal Fixed Magnetic | 25 | 16 | 3P | LV510300FT | 9810 | Yes | 11
EasyPact CVS | 16-630A | MCCB - Distribution | TMD Fixed Thermal Fixed Magnetic | 25 | 16 | 4P | LV510310FT | 13630 | Yes | 11
EasyPact CVS | 16-630A | MCCB - Distribution | TMD Fixed Thermal Fixed Magnetic | 25 | 25 | 3P | LV510301FT | 9810 | Yes | 11
EasyPact CVS | 16-630A | MCCB - Distribution | TMD Fixed Thermal Fixed Magnetic | 25 | 25 | 4P | LV510311FT | 13630 | Yes | 11
EasyPact CVS | 16-630A | MCCB - Distribution | TMD Fixed Thermal Fixed Magnetic | 25 | 32 | 3P | LV510302FT | 9810 | Yes | 11
EasyPact CVS | 16-630A | MCCB - Distribution | TMD Fixed Thermal Fixed Magnetic | 25 | 32 | 4P | LV510312FT | 13630 | Yes | 11
EasyPact CVS | 16-630A | MCCB - Distribution | TMD Fixed Thermal Fixed Magnetic | 25 | 40 | 3P | LV510303FT | 9810 | Yes | 11
EasyPact CVS | 16-630A | MCCB - Distribution | TMD Fixed Thermal Fixed Magnetic | 25 | 40 | 4P | LV510313FT | 13630 | Yes | 11
EasyPact CVS | 16-630A | MCCB - Distribution | TMD Fixed Thermal Fixed Magnetic | 25 | 50 | 3P | LV510304FT | 9810 | Yes | 11
EasyPact CVS | 16-630A | MCCB - Distribution | TMD Fixed Thermal Fixed Magnetic | 25 | 50 | 4P | LV510314FT | 13630 | Yes | 11
EasyPact CVS | 16-630A | MCCB - Distribution | TMD Fixed Thermal Fixed Magnetic | 25 | 63 | 3P | LV510305FT | 9810 | Yes | 11
EasyPact CVS | 16-630A | MCCB - Distribution | TMD Fixed Thermal Fixed Magnetic | 25 | 63 | 4P | LV510315FT | 13630 | Yes | 11
EasyPact CVS | 16-630A | MCCB - Distribution | TMD Fixed Thermal Fixed Magnetic | 25 | 80 | 3P | LV510306FT | 9810 | Yes | 11
EasyPact CVS | 16-630A | MCCB - Distribution | TMD Fixed Thermal Fixed Magnetic | 25 | 80 | 4P | LV510316FT | 13630 | Yes | 11
EasyPact CVS | 16-630A | MCCB - Distribution | TMD Fixed Thermal Fixed Magnetic | 25 | 100 | 3P | LV510307FT | 9860 | Yes | 11
EasyPact CVS | 16-630A | MCCB - Distribution | TMD Fixed Thermal Fixed Magnetic | 25 | 100 | 4P | LV510317FT | 13630 | Yes | 11
EasyPact CVS | 16-630A | MCCB - Distribution | TMD Fixed Thermal Fixed Magnetic | 25 | 125 | 3P | LV516302FT | 14420 | Yes | 11
EasyPact CVS | 16-630A | MCCB - Distribution | TMD Fixed Thermal Fixed Magnetic | 25 | 125 | 4P | LV516312FT | 17660 | Yes | 11
EasyPact CVS | 16-630A | MCCB - Distribution | TMD Fixed Thermal Fixed Magnetic | 25 | 160 | 3P | LV516303FT | 18820 | Yes | 11
EasyPact CVS | 16-630A | MCCB - Distribution | TMD Fixed Thermal Fixed Magnetic | 25 | 160 | 4P | LV516313FT | 22570 | Yes | 11
EasyPact CVS | 16-630A | MCCB - Distribution | TMD Fixed Thermal Fixed Magnetic | 25 | 200 | 3P | LV525302FT | 24920 | Yes | 11
EasyPact CVS | 16-630A | MCCB - Distribution | TMD Fixed Thermal Fixed Magnetic | 25 | 200 | 4P | LV525312FT | 31150 | Yes | 11
EasyPact CVS | 16-630A | MCCB - Distribution | TMD Fixed Thermal Fixed Magnetic | 25 | 250 | 3P | LV525303FT | 29160 | Yes | 11
EasyPact CVS | 16-630A | MCCB - Distribution | TMD Fixed Thermal Fixed Magnetic | 25 | 250 | 4P | LV525313FT | 35680 | Yes | 11
EasyPact CVS | 16-630A | MCCB - Distribution | TMD Fixed Thermal Fixed Magnetic | 36 | 16 | 3P | LV510330FT | 13410 | Yes | 11
EasyPact CVS | 16-630A | MCCB - Distribution | TMD Fixed Thermal Fixed Magnetic | 36 | 16 | 4P | LV510340FT | 16750 | Yes | 11
EasyPact CVS | 16-630A | MCCB - Distribution | TMD Fixed Thermal Fixed Magnetic | 36 | 25 | 3P | LV510331FT | 13410 | Yes | 11
EasyPact CVS | 16-630A | MCCB - Distribution | TMD Fixed Thermal Fixed Magnetic | 36 | 25 | 4P | LV510341FT | 16750 | Yes | 11
EasyPact CVS | 16-630A | MCCB - Distribution | TMD Fixed Thermal Fixed Magnetic | 36 | 32 | 3P | LV510332FT | 13410 | Yes | 11
EasyPact CVS | 16-630A | MCCB - Distribution | TMD Fixed Thermal Fixed Magnetic | 36 | 32 | 4P | LV510342FT | 16750 | Yes | 11
EasyPact CVS | 16-630A | MCCB - Distribution | TMD Fixed Thermal Fixed Magnetic | 36 | 40 | 3P | LV510333FT | 13410 | Yes | 11
EasyPact CVS | 16-630A | MCCB - Distribution | TMD Fixed Thermal Fixed Magnetic | 36 | 40 | 4P | LV510343FT | 16750 | Yes | 11
EasyPact CVS | 16-630A | MCCB - Distribution | TMD Fixed Thermal Fixed Magnetic | 36 | 50 | 3P | LV510334FT | 13410 | Yes | 11
EasyPact CVS | 16-630A | MCCB - Distribution | TMD Fixed Thermal Fixed Magnetic | 36 | 50 | 4P | LV510344FT | 16750 | Yes | 11
EasyPact CVS | 16-630A | MCCB - Distribution | TMD Fixed Thermal Fixed Magnetic | 36 | 63 | 3P | LV510335FT | 13410 | Yes | 11
EasyPact CVS | 16-630A | MCCB - Distribution | TMD Fixed Thermal Fixed Magnetic | 36 | 63 | 4P | LV510345FT | 16750 | Yes | 11
EasyPact CVS | 16-630A | MCCB - Distribution | TMD Fixed Thermal Fixed Magnetic | 36 | 80 | 3P | LV510336FT | 13410 | Yes | 11
EasyPact CVS | 16-630A | MCCB - Distribution | TMD Fixed Thermal Fixed Magnetic | 36 | 80 | 4P | LV510346FT | 16750 | Yes | 11
EasyPact CVS | 16-630A | MCCB - Distribution | TMD Fixed Thermal Fixed Magnetic | 36 | 100 | 3P | LV510337FT | 13410 | Yes | 11
EasyPact CVS | 16-630A | MCCB - Distribution | TMD Fixed Thermal Fixed Magnetic | 36 | 100 | 4P | LV510347FT | 16750 | Yes | 11
EasyPact CVS | 16-630A | MCCB - Distribution | TMD Fixed Thermal Fixed Magnetic | 36 | 125 | 3P | LV516332FT | 14900 | Yes | 11
EasyPact CVS | 16-630A | MCCB - Distribution | TMD Fixed Thermal Fixed Magnetic | 36 | 125 | 4P | LV516342FT | 18490 | Yes | 11
EasyPact CVS | 16-630A | MCCB - Distribution | TMD Fixed Thermal Fixed Magnetic | 36 | 160 | 3P | LV516333FT | 19730 | Yes | 11
EasyPact CVS | 16-630A | MCCB - Distribution | TMD Fixed Thermal Fixed Magnetic | 36 | 160 | 4P | LV516343FT | 23500 | Yes | 11
EasyPact CVS | 16-630A | MCCB - Distribution | TMD Fixed Thermal Fixed Magnetic | 36 | 200 | 3P | LV525332FT | 28420 | Yes | 11
EasyPact CVS | 16-630A | MCCB - Distribution | TMD Fixed Thermal Fixed Magnetic | 36 | 200 | 4P | LV525342FT | 35190 | Yes | 11
EasyPact CVS | 16-630A | MCCB - Distribution | TMD Fixed Thermal Fixed Magnetic | 36 | 250 | 3P | LV525333FT | 31500 | Yes | 11
EasyPact CVS | 16-630A | MCCB - Distribution | TMD Fixed Thermal Fixed Magnetic | 36 | 250 | 4P | LV525343FT | 39000 | Yes | 11
EasyPact CVS | 16-630A | MCCB - Distribution | TMD Adjustable Overload (Ir 0.7-1xIn) | 25 | 16 | 3P | LV510300 | 11570 | Yes | 12
EasyPact CVS | 16-630A | MCCB - Distribution | TMD Adjustable Overload (Ir 0.7-1xIn) | 25 | 16 | 4P | LV510310 | 16100 | Yes | 12
EasyPact CVS | 16-630A | MCCB - Distribution | TMD Adjustable Overload (Ir 0.7-1xIn) | 25 | 25 | 3P | LV510301 | 11570 | Yes | 12
EasyPact CVS | 16-630A | MCCB - Distribution | TMD Adjustable Overload (Ir 0.7-1xIn) | 25 | 25 | 4P | LV510311 | 16100 | Yes | 12
EasyPact CVS | 16-630A | MCCB - Distribution | TMD Adjustable Overload (Ir 0.7-1xIn) | 25 | 32 | 3P | LV510302 | 11570 | Yes | 12
EasyPact CVS | 16-630A | MCCB - Distribution | TMD Adjustable Overload (Ir 0.7-1xIn) | 25 | 32 | 4P | LV510312 | 16100 | Yes | 12
EasyPact CVS | 16-630A | MCCB - Distribution | TMD Adjustable Overload (Ir 0.7-1xIn) | 25 | 40 | 3P | LV510303 | 11570 | Yes | 12
EasyPact CVS | 16-630A | MCCB - Distribution | TMD Adjustable Overload (Ir 0.7-1xIn) | 25 | 40 | 4P | LV510313 | 16100 | Yes | 12
EasyPact CVS | 16-630A | MCCB - Distribution | TMD Adjustable Overload (Ir 0.7-1xIn) | 25 | 50 | 3P | LV510304 | 11570 | Yes | 12
EasyPact CVS | 16-630A | MCCB - Distribution | TMD Adjustable Overload (Ir 0.7-1xIn) | 25 | 50 | 4P | LV510314 | 16100 | Yes | 12
EasyPact CVS | 16-630A | MCCB - Distribution | TMD Adjustable Overload (Ir 0.7-1xIn) | 25 | 63 | 3P | LV510305 | 11570 | Yes | 12
EasyPact CVS | 16-630A | MCCB - Distribution | TMD Adjustable Overload (Ir 0.7-1xIn) | 25 | 63 | 4P | LV510315 | 16100 | Yes | 12
EasyPact CVS | 16-630A | MCCB - Distribution | TMD Adjustable Overload (Ir 0.7-1xIn) | 25 | 80 | 3P | LV510306 | 11570 | Yes | 12
EasyPact CVS | 16-630A | MCCB - Distribution | TMD Adjustable Overload (Ir 0.7-1xIn) | 25 | 80 | 4P | LV510316 | 16100 | Yes | 12
EasyPact CVS | 16-630A | MCCB - Distribution | TMD Adjustable Overload (Ir 0.7-1xIn) | 25 | 100 | 3P | LV510307 | 11640 | Yes | 12
EasyPact CVS | 16-630A | MCCB - Distribution | TMD Adjustable Overload (Ir 0.7-1xIn) | 25 | 100 | 4P | LV510317 | 16100 | Yes | 12
EasyPact CVS | 16-630A | MCCB - Distribution | TMD Adjustable Overload (Ir 0.7-1xIn) | 25 | 125 | 3P | LV516302 | 17030 | Yes | 12
EasyPact CVS | 16-630A | MCCB - Distribution | TMD Adjustable Overload (Ir 0.7-1xIn) | 25 | 125 | 4P | LV516312 | 20840 | Yes | 12
EasyPact CVS | 16-630A | MCCB - Distribution | TMD Adjustable Overload (Ir 0.7-1xIn) | 25 | 160 | 3P | LV516303 | 22220 | Yes | 12
EasyPact CVS | 16-630A | MCCB - Distribution | TMD Adjustable Overload (Ir 0.7-1xIn) | 25 | 160 | 4P | LV516313 | 26630 | Yes | 12
EasyPact CVS | 16-630A | MCCB - Distribution | TMD Adjustable Overload (Ir 0.7-1xIn) | 25 | 200 | 3P | LV525302 | 29410 | Yes | 12
EasyPact CVS | 16-630A | MCCB - Distribution | TMD Adjustable Overload (Ir 0.7-1xIn) | 25 | 200 | 4P | LV525312 | 36770 | Yes | 12
EasyPact CVS | 16-630A | MCCB - Distribution | TMD Adjustable Overload (Ir 0.7-1xIn) | 25 | 250 | 3P | LV525303 | 34420 | Yes | 12
EasyPact CVS | 16-630A | MCCB - Distribution | TMD Adjustable Overload (Ir 0.7-1xIn) | 25 | 250 | 4P | LV525313 | 42110 | Yes | 12
EasyPact CVS | 16-630A | MCCB - Distribution | TMD Adjustable Overload (Ir 0.7-1xIn) | 36 | 16 | 3P | LV510330 | 15830 | Yes | 12
EasyPact CVS | 16-630A | MCCB - Distribution | TMD Adjustable Overload (Ir 0.7-1xIn) | 36 | 16 | 4P | LV510340 | 19780 | Yes | 12
EasyPact CVS | 16-630A | MCCB - Distribution | TMD Adjustable Overload (Ir 0.7-1xIn) | 36 | 25 | 3P | LV510331 | 15830 | Yes | 12
EasyPact CVS | 16-630A | MCCB - Distribution | TMD Adjustable Overload (Ir 0.7-1xIn) | 36 | 25 | 4P | LV510341 | 19780 | Yes | 12
EasyPact CVS | 16-630A | MCCB - Distribution | TMD Adjustable Overload (Ir 0.7-1xIn) | 36 | 32 | 3P | LV510332 | 15830 | Yes | 12
EasyPact CVS | 16-630A | MCCB - Distribution | TMD Adjustable Overload (Ir 0.7-1xIn) | 36 | 32 | 4P | LV510342 | 19780 | Yes | 12
EasyPact CVS | 16-630A | MCCB - Distribution | TMD Adjustable Overload (Ir 0.7-1xIn) | 36 | 40 | 3P | LV510333 | 15830 | Yes | 12
EasyPact CVS | 16-630A | MCCB - Distribution | TMD Adjustable Overload (Ir 0.7-1xIn) | 36 | 40 | 4P | LV510343 | 19780 | Yes | 12
EasyPact CVS | 16-630A | MCCB - Distribution | TMD Adjustable Overload (Ir 0.7-1xIn) | 36 | 50 | 3P | LV510334 | 15830 | Yes | 12
EasyPact CVS | 16-630A | MCCB - Distribution | TMD Adjustable Overload (Ir 0.7-1xIn) | 36 | 50 | 4P | LV510344 | 19780 | Yes | 12
EasyPact CVS | 16-630A | MCCB - Distribution | TMD Adjustable Overload (Ir 0.7-1xIn) | 36 | 63 | 3P | LV510335 | 15830 | Yes | 12
EasyPact CVS | 16-630A | MCCB - Distribution | TMD Adjustable Overload (Ir 0.7-1xIn) | 36 | 63 | 4P | LV510345 | 19780 | Yes | 12
EasyPact CVS | 16-630A | MCCB - Distribution | TMD Adjustable Overload (Ir 0.7-1xIn) | 36 | 80 | 3P | LV510336 | 15830 | Yes | 12
EasyPact CVS | 16-630A | MCCB - Distribution | TMD Adjustable Overload (Ir 0.7-1xIn) | 36 | 80 | 4P | LV510346 | 19780 | Yes | 12
EasyPact CVS | 16-630A | MCCB - Distribution | TMD Adjustable Overload (Ir 0.7-1xIn) | 36 | 100 | 3P | LV510337 | 15830 | Yes | 12
EasyPact CVS | 16-630A | MCCB - Distribution | TMD Adjustable Overload (Ir 0.7-1xIn) | 36 | 100 | 4P | LV510347 | 19780 | Yes | 12
EasyPact CVS | 16-630A | MCCB - Distribution | TMD Adjustable Overload (Ir 0.7-1xIn) | 36 | 125 | 3P | LV516332 | 17570 | Yes | 12
EasyPact CVS | 16-630A | MCCB - Distribution | TMD Adjustable Overload (Ir 0.7-1xIn) | 36 | 125 | 4P | LV516342 | 21820 | Yes | 12
EasyPact CVS | 16-630A | MCCB - Distribution | TMD Adjustable Overload (Ir 0.7-1xIn) | 36 | 160 | 3P | LV516333 | 23280 | Yes | 12
EasyPact CVS | 16-630A | MCCB - Distribution | TMD Adjustable Overload (Ir 0.7-1xIn) | 36 | 160 | 4P | LV516343 | 27730 | Yes | 12
EasyPact CVS | 16-630A | MCCB - Distribution | TMD Adjustable Overload (Ir 0.7-1xIn) | 36 | 200 | 3P | LV525332 | 33530 | Yes | 12
EasyPact CVS | 16-630A | MCCB - Distribution | TMD Adjustable Overload (Ir 0.7-1xIn) | 36 | 200 | 4P | LV525342 | 41540 | Yes | 12
EasyPact CVS | 16-630A | MCCB - Distribution | TMD Adjustable Overload (Ir 0.7-1xIn) | 36 | 250 | 3P | LV525333 | 37190 | Yes | 12
EasyPact CVS | 16-630A | MCCB - Distribution | TMD Adjustable Overload (Ir 0.7-1xIn) | 36 | 250 | 4P | LV525343 | 46020 | Yes | 12
EasyPact CVS | 16-630A | MCCB - Distribution | TMD Adjustable Overload (Ir 0.7-1xIn) | 36 | 320 | 3P | LV540305 | 50840 | Yes | 12
EasyPact CVS | 16-630A | MCCB - Distribution | TMD Adjustable Overload (Ir 0.7-1xIn) | 36 | 320 | 4P | LV540308 | 63080 | Yes | 12
EasyPact CVS | 16-630A | MCCB - Distribution | TMD Adjustable Overload (Ir 0.7-1xIn) | 36 | 400 | 3P | LV540306 | 51140 | Yes | 12
EasyPact CVS | 16-630A | MCCB - Distribution | TMD Adjustable Overload (Ir 0.7-1xIn) | 36 | 400 | 4P | LV540309 | 63640 | Yes | 12
EasyPact CVS | 16-630A | MCCB - Distribution | TMD Adjustable Overload (Ir 0.7-1xIn) | 36 | 500 | 3P | LV563305 | 57970 | Yes | 12
EasyPact CVS | 16-630A | MCCB - Distribution | TMD Adjustable Overload (Ir 0.7-1xIn) | 36 | 500 | 4P | LV563308 | 73420 | Yes | 12
EasyPact CVS | 16-630A | MCCB - Distribution | TMD Adjustable Overload (Ir 0.7-1xIn) | 36 | 630 | 3P | LV563307 | 66380 | Yes | 12
EasyPact CVS | 16-630A | MCCB - Distribution | TMD Adjustable Overload (Ir 0.7-1xIn) | 36 | 630 | 4P | LV563310 | 83780 | Yes | 12
EasyPact CVS | 16-630A | MCCB - Distribution | TMD Adjustable Overload (Ir 0.7-1xIn) | 50 | 16 | 3P | LV510470 | 21480 | Yes | 12
EasyPact CVS | 16-630A | MCCB - Distribution | TMD Adjustable Overload (Ir 0.7-1xIn) | 50 | 16 | 4P | LV510480 | 26410 | Yes | 12
EasyPact CVS | 16-630A | MCCB - Distribution | TMD Adjustable Overload (Ir 0.7-1xIn) | 50 | 25 | 3P | LV510471 | 21480 | Yes | 12
EasyPact CVS | 16-630A | MCCB - Distribution | TMD Adjustable Overload (Ir 0.7-1xIn) | 50 | 25 | 4P | LV510481 | 26410 | Yes | 12
EasyPact CVS | 16-630A | MCCB - Distribution | TMD Adjustable Overload (Ir 0.7-1xIn) | 50 | 32 | 3P | LV510472 | 21480 | Yes | 12
EasyPact CVS | 16-630A | MCCB - Distribution | TMD Adjustable Overload (Ir 0.7-1xIn) | 50 | 32 | 4P | LV510482 | 26410 | Yes | 12
EasyPact CVS | 16-630A | MCCB - Distribution | TMD Adjustable Overload (Ir 0.7-1xIn) | 50 | 40 | 3P | LV510473 | 21480 | Yes | 12
EasyPact CVS | 16-630A | MCCB - Distribution | TMD Adjustable Overload (Ir 0.7-1xIn) | 50 | 40 | 4P | LV510483 | 26410 | Yes | 12
EasyPact CVS | 16-630A | MCCB - Distribution | TMD Adjustable Overload (Ir 0.7-1xIn) | 50 | 50 | 3P | LV510474 | 21480 | Yes | 12
EasyPact CVS | 16-630A | MCCB - Distribution | TMD Adjustable Overload (Ir 0.7-1xIn) | 50 | 50 | 4P | LV510484 | 26410 | Yes | 12
EasyPact CVS | 16-630A | MCCB - Distribution | TMD Adjustable Overload (Ir 0.7-1xIn) | 50 | 63 | 3P | LV510475 | 21480 | Yes | 12
EasyPact CVS | 16-630A | MCCB - Distribution | TMD Adjustable Overload (Ir 0.7-1xIn) | 50 | 63 | 4P | LV510485 | 26410 | Yes | 12
EasyPact CVS | 16-630A | MCCB - Distribution | TMD Adjustable Overload (Ir 0.7-1xIn) | 50 | 80 | 3P | LV510476 | 21480 | Yes | 12
EasyPact CVS | 16-630A | MCCB - Distribution | TMD Adjustable Overload (Ir 0.7-1xIn) | 50 | 80 | 4P | LV510486 | 26410 | Yes | 12
EasyPact CVS | 16-630A | MCCB - Distribution | TMD Adjustable Overload (Ir 0.7-1xIn) | 50 | 100 | 3P | LV510477 | 21480 | Yes | 12
EasyPact CVS | 16-630A | MCCB - Distribution | TMD Adjustable Overload (Ir 0.7-1xIn) | 50 | 100 | 4P | LV510487 | 26410 | Yes | 12
EasyPact CVS | 16-630A | MCCB - Distribution | TMD Adjustable Overload (Ir 0.7-1xIn) | 50 | 125 | 3P | LV516462 | 27930 | Yes | 12
EasyPact CVS | 16-630A | MCCB - Distribution | TMD Adjustable Overload (Ir 0.7-1xIn) | 50 | 125 | 4P | LV516467 | 30560 | Yes | 12
EasyPact CVS | 16-630A | MCCB - Distribution | TMD Adjustable Overload (Ir 0.7-1xIn) | 50 | 160 | 3P | LV516463 | 30220 | Yes | 12
EasyPact CVS | 16-630A | MCCB - Distribution | TMD Adjustable Overload (Ir 0.7-1xIn) | 50 | 160 | 4P | LV516468 | 35990 | Yes | 12
EasyPact CVS | 16-630A | MCCB - Distribution | TMD Adjustable Overload (Ir 0.7-1xIn) | 50 | 200 | 3P | LV525452 | 39110 | Yes | 12
EasyPact CVS | 16-630A | MCCB - Distribution | TMD Adjustable Overload (Ir 0.7-1xIn) | 50 | 200 | 4P | LV525457 | 49140 | Yes | 12
EasyPact CVS | 16-630A | MCCB - Distribution | TMD Adjustable Overload (Ir 0.7-1xIn) | 50 | 250 | 3P | LV525453 | 42060 | Yes | 12
EasyPact CVS | 16-630A | MCCB - Distribution | TMD Adjustable Overload (Ir 0.7-1xIn) | 50 | 250 | 4P | LV525458 | 51820 | Yes | 12
EasyPact CVS | 16-630A | MCCB - Distribution | TMD Adjustable Overload (Ir 0.7-1xIn) | 50 | 320 | 3P | LV540315 | 55080 | Yes | 12
EasyPact CVS | 16-630A | MCCB - Distribution | TMD Adjustable Overload (Ir 0.7-1xIn) | 50 | 320 | 4P | LV540318 | 68090 | Yes | 12
EasyPact CVS | 16-630A | MCCB - Distribution | TMD Adjustable Overload (Ir 0.7-1xIn) | 50 | 400 | 3P | LV540316 | 55480 | Yes | 12
EasyPact CVS | 16-630A | MCCB - Distribution | TMD Adjustable Overload (Ir 0.7-1xIn) | 50 | 400 | 4P | LV540319 | 69340 | Yes | 12
EasyPact CVS | 16-630A | MCCB - Distribution | TMD Adjustable Overload (Ir 0.7-1xIn) | 50 | 500 | 3P | LV563315 | 64330 | Yes | 12
EasyPact CVS | 16-630A | MCCB - Distribution | TMD Adjustable Overload (Ir 0.7-1xIn) | 50 | 500 | 4P | LV563318 | 81180 | Yes | 12
EasyPact CVS | 16-630A | MCCB - Distribution | TMD Adjustable Overload (Ir 0.7-1xIn) | 50 | 630 | 3P | LV563317 | 70080 | Yes | 12
EasyPact CVS | 16-630A | MCCB - Distribution | TMD Adjustable Overload (Ir 0.7-1xIn) | 50 | 630 | 4P | LV563320 | 91740 | Yes | 12
EasyPact CVS | 16-630A | MCCB - Distribution | Electronic ETS 2.2/2.3 (LSoI adjustable) | 25 | 40 | 3P | LV510550 | 30960 | Yes | 13
EasyPact CVS | 16-630A | MCCB - Distribution | Electronic ETS 2.2/2.3 (LSoI adjustable) | 25 | 40 | 4P | LV510580 | 39840 | Yes | 13
EasyPact CVS | 16-630A | MCCB - Distribution | Electronic ETS 2.2/2.3 (LSoI adjustable) | 25 | 100 | 3P | LV510551 | 30960 | Yes | 13
EasyPact CVS | 16-630A | MCCB - Distribution | Electronic ETS 2.2/2.3 (LSoI adjustable) | 25 | 100 | 4P | LV510581 | 39840 | Yes | 13
EasyPact CVS | 16-630A | MCCB - Distribution | Electronic ETS 2.2/2.3 (LSoI adjustable) | 25 | 160 | 3P | LV516505 | 39540 | Yes | 13
EasyPact CVS | 16-630A | MCCB - Distribution | Electronic ETS 2.2/2.3 (LSoI adjustable) | 25 | 160 | 4P | LV516508 | 50420 | Yes | 13
EasyPact CVS | 16-630A | MCCB - Distribution | Electronic ETS 2.2/2.3 (LSoI adjustable) | 25 | 250 | 3P | LV525505 | 51960 | Yes | 13
EasyPact CVS | 16-630A | MCCB - Distribution | Electronic ETS 2.2/2.3 (LSoI adjustable) | 25 | 250 | 4P | LV525508 | 66640 | Yes | 13
EasyPact CVS | 16-630A | MCCB - Distribution | Electronic ETS 2.2/2.3 (LSoI adjustable) | 36 | 40 | 3P | LV510552 | 31470 | Yes | 13
EasyPact CVS | 16-630A | MCCB - Distribution | Electronic ETS 2.2/2.3 (LSoI adjustable) | 36 | 40 | 4P | LV510582 | 40020 | Yes | 13
EasyPact CVS | 16-630A | MCCB - Distribution | Electronic ETS 2.2/2.3 (LSoI adjustable) | 36 | 100 | 3P | LV510553 | 31470 | Yes | 13
EasyPact CVS | 16-630A | MCCB - Distribution | Electronic ETS 2.2/2.3 (LSoI adjustable) | 36 | 100 | 4P | LV510583 | 40020 | Yes | 13
EasyPact CVS | 16-630A | MCCB - Distribution | Electronic ETS 2.2/2.3 (LSoI adjustable) | 36 | 160 | 3P | LV516506 | 40240 | Yes | 13
EasyPact CVS | 16-630A | MCCB - Distribution | Electronic ETS 2.2/2.3 (LSoI adjustable) | 36 | 160 | 4P | LV516509 | 55610 | Yes | 13
EasyPact CVS | 16-630A | MCCB - Distribution | Electronic ETS 2.2/2.3 (LSoI adjustable) | 36 | 250 | 3P | LV525506 | 54400 | Yes | 13
EasyPact CVS | 16-630A | MCCB - Distribution | Electronic ETS 2.2/2.3 (LSoI adjustable) | 36 | 250 | 4P | LV525509 | 75380 | Yes | 13
EasyPact CVS | 16-630A | MCCB - Distribution | Electronic ETS 2.2/2.3 (LSoI adjustable) | 50 | 40 | 3P | LV510554 | 37740 | Yes | 13
EasyPact CVS | 16-630A | MCCB - Distribution | Electronic ETS 2.2/2.3 (LSoI adjustable) | 50 | 40 | 4P | LV510584 | 51070 | Yes | 13
EasyPact CVS | 16-630A | MCCB - Distribution | Electronic ETS 2.2/2.3 (LSoI adjustable) | 50 | 100 | 3P | LV510555 | 37740 | Yes | 13
EasyPact CVS | 16-630A | MCCB - Distribution | Electronic ETS 2.2/2.3 (LSoI adjustable) | 50 | 100 | 4P | LV510585 | 52610 | Yes | 13
EasyPact CVS | 16-630A | MCCB - Distribution | Electronic ETS 2.2/2.3 (LSoI adjustable) | 50 | 160 | 3P | LV516507 | 47840 | Yes | 13
EasyPact CVS | 16-630A | MCCB - Distribution | Electronic ETS 2.2/2.3 (LSoI adjustable) | 50 | 160 | 4P | LV516510 | 62220 | Yes | 13
EasyPact CVS | 16-630A | MCCB - Distribution | Electronic ETS 2.2/2.3 (LSoI adjustable) | 50 | 250 | 3P | LV525507 | 62130 | Yes | 13
EasyPact CVS | 16-630A | MCCB - Distribution | Electronic ETS 2.2/2.3 (LSoI adjustable) | 50 | 250 | 4P | LV525510 | 80740 | Yes | 13
EasyPact CVS | 16-630A | MCCB - Distribution | Electronic ETS 2.2/2.3 (LSoI adjustable) | 36 | 400 | 3P | LV540505 | 64280 | Yes | 13
EasyPact CVS | 16-630A | MCCB - Distribution | Electronic ETS 2.2/2.3 (LSoI adjustable) | 36 | 400 | 4P | LV540506 | 82810 | Yes | 13
EasyPact CVS | 16-630A | MCCB - Distribution | Electronic ETS 2.2/2.3 (LSoI adjustable) | 36 | 630 | 3P | LV563505 | 70640 | Yes | 13
EasyPact CVS | 16-630A | MCCB - Distribution | Electronic ETS 2.2/2.3 (LSoI adjustable) | 36 | 630 | 4P | LV563506 | 93760 | Yes | 13
EasyPact CVS | 16-630A | MCCB - Distribution | Electronic ETS 2.2/2.3 (LSoI adjustable) | 50 | 400 | 3P | LV540510 | 70550 | Yes | 13
EasyPact CVS | 16-630A | MCCB - Distribution | Electronic ETS 2.2/2.3 (LSoI adjustable) | 50 | 400 | 4P | LV540511 | 91340 | Yes | 13
EasyPact CVS | 16-630A | MCCB - Distribution | Electronic ETS 2.2/2.3 (LSoI adjustable) | 50 | 630 | 3P | LV563510 | 76820 | Yes | 13
EasyPact CVS | 16-630A | MCCB - Distribution | Electronic ETS 2.2/2.3 (LSoI adjustable) | 50 | 630 | 4P | LV563511 | 100440 | Yes | 13
EasyPact CVS | 16-630A | MCCB - Motor Protection | Magnetic MA (Motor Protection) | 50 | 2.5 | 3P | LV510450 | 15840 | Yes | 14
EasyPact CVS | 16-630A | MCCB - Motor Protection | Magnetic MA (Motor Protection) | 50 | 6.3 | 3P | LV510451 | 15840 | Yes | 14
EasyPact CVS | 16-630A | MCCB - Motor Protection | Magnetic MA (Motor Protection) | 50 | 12.5 | 3P | LV510452 | 17220 | Yes | 14
EasyPact CVS | 16-630A | MCCB - Motor Protection | Magnetic MA (Motor Protection) | 50 | 25 | 3P | LV510453 | 22900 | Yes | 14
EasyPact CVS | 16-630A | MCCB - Motor Protection | Magnetic MA (Motor Protection) | 50 | 50 | 3P | LV510454 | 23240 | Yes | 14
EasyPact CVS | 16-630A | MCCB - Motor Protection | Magnetic MA (Motor Protection) | 50 | 100 | 3P | LV510455 | 23610 | Yes | 14
EasyPact CVS | 16-630A | MCCB - Motor Protection | Magnetic MA (Motor Protection) | 50 | 150 | 3P | LV516451 | 29880 | Yes | 14
EasyPact CVS | 16-630A | MCCB - Motor Protection | Magnetic MA (Motor Protection) | 50 | 220 | 3P | LV525442 | 31510 | Yes | 14
EasyPact CVS | 16-630A | MCCB - Motor Protection | Magnetic MA (Motor Protection) | 50 | 320 | 3P | LV540552 | 50170 | Yes | 14
EasyPact CVS | 16-630A | MCCB - Motor Protection | Magnetic MA (Motor Protection) | 50 | 500 | 3P | LV563552 | 59710 | Yes | 14
EasyPact CVS | 16-630A | MCCB - Distribution | Electronic ETS 6 (LSIG) | 25 | 25 | 3P | LV510600 | On Request | Yes | 15
EasyPact CVS | 16-630A | MCCB - Distribution | Electronic ETS 6 (LSIG) | 25 | 25 | 4P | LV510610 | On Request | Yes | 15
EasyPact CVS | 16-630A | MCCB - Distribution | Electronic ETS 6 (LSIG) | 25 | 40 | 3P | LV510608 | 51710 | Yes | 15
EasyPact CVS | 16-630A | MCCB - Distribution | Electronic ETS 6 (LSIG) | 25 | 40 | 4P | LV510618 | 60010 | Yes | 15
EasyPact CVS | 16-630A | MCCB - Distribution | Electronic ETS 6 (LSIG) | 25 | 100 | 3P | LV510609 | 51710 | Yes | 15
EasyPact CVS | 16-630A | MCCB - Distribution | Electronic ETS 6 (LSIG) | 25 | 100 | 4P | LV510619 | 60010 | Yes | 15
EasyPact CVS | 16-630A | MCCB - Distribution | Electronic ETS 6 (LSIG) | 25 | 160 | 3P | LV516600 | 59400 | Yes | 15
EasyPact CVS | 16-630A | MCCB - Distribution | Electronic ETS 6 (LSIG) | 25 | 160 | 4P | LV516610 | 73640 | Yes | 15
EasyPact CVS | 16-630A | MCCB - Distribution | Electronic ETS 6 (LSIG) | 25 | 250 | 3P | LV525600 | 70120 | Yes | 15
EasyPact CVS | 16-630A | MCCB - Distribution | Electronic ETS 6 (LSIG) | 25 | 250 | 4P | LV525610 | 86170 | Yes | 15
EasyPact CVS | 16-630A | MCCB - Distribution | Electronic ETS 6 (LSIG) | 36 | 25 | 3P | LV510620 | On Request | Yes | 15
EasyPact CVS | 16-630A | MCCB - Distribution | Electronic ETS 6 (LSIG) | 36 | 25 | 4P | LV510630 | On Request | Yes | 15
EasyPact CVS | 16-630A | MCCB - Distribution | Electronic ETS 6 (LSIG) | 36 | 40 | 3P | LV510628 | 53890 | Yes | 15
EasyPact CVS | 16-630A | MCCB - Distribution | Electronic ETS 6 (LSIG) | 36 | 40 | 4P | LV510638 | 62550 | Yes | 15
EasyPact CVS | 16-630A | MCCB - Distribution | Electronic ETS 6 (LSIG) | 36 | 100 | 3P | LV510629 | 53890 | Yes | 15
EasyPact CVS | 16-630A | MCCB - Distribution | Electronic ETS 6 (LSIG) | 36 | 100 | 4P | LV510639 | 62550 | Yes | 15
EasyPact CVS | 16-630A | MCCB - Distribution | Electronic ETS 6 (LSIG) | 36 | 160 | 3P | LV516620 | 61560 | Yes | 15
EasyPact CVS | 16-630A | MCCB - Distribution | Electronic ETS 6 (LSIG) | 36 | 160 | 4P | LV516630 | 76340 | Yes | 15
EasyPact CVS | 16-630A | MCCB - Distribution | Electronic ETS 6 (LSIG) | 36 | 250 | 3P | LV525620 | 74210 | Yes | 15
EasyPact CVS | 16-630A | MCCB - Distribution | Electronic ETS 6 (LSIG) | 36 | 250 | 4P | LV525630 | 91380 | Yes | 15
EasyPact CVS | 16-630A | MCCB - Distribution | Electronic ETS 6 (LSIG) | 36 | 400 | 3P | LV540620 | 88650 | Yes | 15
EasyPact CVS | 16-630A | MCCB - Distribution | Electronic ETS 6 (LSIG) | 36 | 400 | 4P | LV540630 | 102660 | Yes | 15
EasyPact CVS | 16-630A | MCCB - Distribution | Electronic ETS 6 (LSIG) | 36 | 630 | 3P | LV563620 | 97050 | Yes | 15
EasyPact CVS | 16-630A | MCCB - Distribution | Electronic ETS 6 (LSIG) | 36 | 630 | 4P | LV563630 | 118340 | Yes | 15
EasyPact CVS | 16-630A | MCCB - Distribution | Electronic ETS 6 (LSIG) | 50 | 25 | 3P | LV510640 | On Request | Yes | 15
EasyPact CVS | 16-630A | MCCB - Distribution | Electronic ETS 6 (LSIG) | 50 | 25 | 4P | LV510650 | On Request | Yes | 15
EasyPact CVS | 16-630A | MCCB - Distribution | Electronic ETS 6 (LSIG) | 50 | 40 | 3P | LV510648 | 58960 | Yes | 15
EasyPact CVS | 16-630A | MCCB - Distribution | Electronic ETS 6 (LSIG) | 50 | 40 | 4P | LV510658 | 70300 | Yes | 15
EasyPact CVS | 16-630A | MCCB - Distribution | Electronic ETS 6 (LSIG) | 50 | 100 | 3P | LV510649 | 58960 | Yes | 15
EasyPact CVS | 16-630A | MCCB - Distribution | Electronic ETS 6 (LSIG) | 50 | 100 | 4P | LV510659 | 70300 | Yes | 15
EasyPact CVS | 16-630A | MCCB - Distribution | Electronic ETS 6 (LSIG) | 50 | 160 | 3P | LV516640 | 70780 | Yes | 15
EasyPact CVS | 16-630A | MCCB - Distribution | Electronic ETS 6 (LSIG) | 50 | 160 | 4P | LV516650 | 84380 | Yes | 15
EasyPact CVS | 16-630A | MCCB - Distribution | Electronic ETS 6 (LSIG) | 50 | 250 | 3P | LV525640 | 77760 | Yes | 15
EasyPact CVS | 16-630A | MCCB - Distribution | Electronic ETS 6 (LSIG) | 50 | 250 | 4P | LV525650 | 94120 | Yes | 15
EasyPact CVS | 16-630A | MCCB - Distribution | Electronic ETS 6 (LSIG) | 50 | 400 | 3P | LV540640 | 93050 | Yes | 15
EasyPact CVS | 16-630A | MCCB - Distribution | Electronic ETS 6 (LSIG) | 50 | 400 | 4P | LV540650 | 111070 | Yes | 15
EasyPact CVS | 16-630A | MCCB - Distribution | Electronic ETS 6 (LSIG) | 50 | 630 | 3P | LV563640 | 103000 | Yes | 15
EasyPact CVS | 16-630A | MCCB - Distribution | Electronic ETS 6 (LSIG) | 50 | 630 | 4P | LV563650 | 132990 | Yes | 15
EasyPact CVS | 800-1250A | MCCB - Distribution | Electronic ETS 2 (LSI) | 50 | 800 | 3P | LV508231 | On Request | - | 22
EasyPact CVS | 800-1250A | MCCB - Distribution | Electronic ETS 2 (LSI) | 50 | 800 | 4P | LV508241 | On Request | - | 22
EasyPact CVS | 800-1250A | MCCB - Distribution | Electronic ETS 2 (LSI) | 50 | 1000 | 3P | LV510231 | On Request | - | 22
EasyPact CVS | 800-1250A | MCCB - Distribution | Electronic ETS 2 (LSI) | 50 | 1000 | 4P | LV510241 | On Request | - | 22
EasyPact CVS | 800-1250A | MCCB - Distribution | Electronic ETS 2 (LSI) | 50 | 1250 | 3P | LV512231 | On Request | - | 22
EasyPact CVS | 800-1250A | MCCB - Distribution | Electronic ETS 2 (LSI) | 50 | 1250 | 4P | LV512241 | On Request | - | 22
EasyPact CVS | 800-1250A | MCCB - Distribution | Electronic ETS 6 (LSIG) | 50 | 800 | 3P | LV508232 | On Request | - | 22
EasyPact CVS | 800-1250A | MCCB - Distribution | Electronic ETS 6 (LSIG) | 50 | 800 | 4P | LV508242 | On Request | - | 22
EasyPact CVS | 800-1250A | MCCB - Distribution | Electronic ETS 6 (LSIG) | 50 | 1000 | 3P | LV510232 | On Request | - | 22
EasyPact CVS | 800-1250A | MCCB - Distribution | Electronic ETS 6 (LSIG) | 50 | 1000 | 4P | LV510242 | On Request | - | 22
EasyPact CVS | 800-1250A | MCCB - Distribution | Electronic ETS 6 (LSIG) | 50 | 1250 | 3P | LV512232 | On Request | - | 22
EasyPact CVS | 800-1250A | MCCB - Distribution | Electronic ETS 6 (LSIG) | 50 | 1250 | 4P | LV512242 | On Request | - | 22

## EasyPact CVS SD & DC
EasyPact CVS SD & DC
Source: Schneider Electric LV Distribution Products Price List, W.E.F. 01-Apr-2026. Prices INR (MRP).
Family | Range | Category | Trip_Unit | Breaking_kA | Rated_A | Poles | Reference | Unit_MRP | BIS | Page | Notes
EasyPact CVS | 16-630A | Switch Disconnector | Switch Disconnector (no trip unit) | - | 100 | 3P | LV510425 | 11640 | Yes | 16
EasyPact CVS | 16-630A | Switch Disconnector | Switch Disconnector (no trip unit) | - | 100 | 4P | LV510426 | 14750 | Yes | 16
EasyPact CVS | 16-630A | Switch Disconnector | Switch Disconnector (no trip unit) | - | 160 | 3P | LV516425 | 13880 | Yes | 16
EasyPact CVS | 16-630A | Switch Disconnector | Switch Disconnector (no trip unit) | - | 160 | 4P | LV516426 | 17470 | Yes | 16
EasyPact CVS | 16-630A | Switch Disconnector | Switch Disconnector (no trip unit) | - | 250 | 3P | LV525425 | 29080 | Yes | 16
EasyPact CVS | 16-630A | Switch Disconnector | Switch Disconnector (no trip unit) | - | 250 | 4P | LV525426 | 38720 | Yes | 16
EasyPact CVS | 16-630A | Switch Disconnector | Switch Disconnector (no trip unit) | - | 400 | 3P | LV540400 | 44980 | No | 16
EasyPact CVS | 16-630A | Switch Disconnector | Switch Disconnector (no trip unit) | - | 400 | 4P | LV540401 | 57250 | No | 16
EasyPact CVS | 16-630A | Switch Disconnector | Switch Disconnector (no trip unit) | - | 630 | 3P | LV563400 | 51130 | No | 16
EasyPact CVS | 16-630A | Switch Disconnector | Switch Disconnector (no trip unit) | - | 630 | 4P | LV563401 | 68760 | No | 16
EasyPact CVS | 16-630A | MCCB - 500V DC | DC TMD Icu=70kA (Ics=100%Icu) | 70 | 16 | 3P | LV510470 | 21480 | - | 16 | 250/500 VDC
EasyPact CVS | 16-630A | MCCB - 500V DC | DC TMD Icu=70kA (Ics=100%Icu) | 70 | 16 | 4P | LV510480 | 26410 | - | 16 | 250/500 VDC
EasyPact CVS | 16-630A | MCCB - 500V DC | DC TMD Icu=70kA (Ics=100%Icu) | 70 | 25 | 3P | LV510471 | 21480 | - | 16 | 250/500 VDC
EasyPact CVS | 16-630A | MCCB - 500V DC | DC TMD Icu=70kA (Ics=100%Icu) | 70 | 25 | 4P | LV510481 | 26410 | - | 16 | 250/500 VDC
EasyPact CVS | 16-630A | MCCB - 500V DC | DC TMD Icu=70kA (Ics=100%Icu) | 70 | 32 | 3P | LV510472 | 21480 | - | 16 | 250/500 VDC
EasyPact CVS | 16-630A | MCCB - 500V DC | DC TMD Icu=70kA (Ics=100%Icu) | 70 | 32 | 4P | LV510482 | 26410 | - | 16 | 250/500 VDC
EasyPact CVS | 16-630A | MCCB - 500V DC | DC TMD Icu=70kA (Ics=100%Icu) | 70 | 40 | 3P | LV510473 | 21480 | - | 16 | 250/500 VDC
EasyPact CVS | 16-630A | MCCB - 500V DC | DC TMD Icu=70kA (Ics=100%Icu) | 70 | 40 | 4P | LV510483 | 26410 | - | 16 | 250/500 VDC
EasyPact CVS | 16-630A | MCCB - 500V DC | DC TMD Icu=70kA (Ics=100%Icu) | 70 | 50 | 3P | LV510474 | 21480 | - | 16 | 250/500 VDC
EasyPact CVS | 16-630A | MCCB - 500V DC | DC TMD Icu=70kA (Ics=100%Icu) | 70 | 50 | 4P | LV510484 | 26410 | - | 16 | 250/500 VDC
EasyPact CVS | 16-630A | MCCB - 500V DC | DC TMD Icu=70kA (Ics=100%Icu) | 70 | 63 | 3P | LV510475 | 21480 | - | 16 | 250/500 VDC
EasyPact CVS | 16-630A | MCCB - 500V DC | DC TMD Icu=70kA (Ics=100%Icu) | 70 | 63 | 4P | LV510485 | 26410 | - | 16 | 250/500 VDC
EasyPact CVS | 16-630A | MCCB - 500V DC | DC TMD Icu=70kA (Ics=100%Icu) | 70 | 80 | 3P | LV510476 | 21480 | - | 16 | 250/500 VDC
EasyPact CVS | 16-630A | MCCB - 500V DC | DC TMD Icu=70kA (Ics=100%Icu) | 70 | 80 | 4P | LV510486 | 26410 | - | 16 | 250/500 VDC
EasyPact CVS | 16-630A | MCCB - 500V DC | DC TMD Icu=70kA (Ics=100%Icu) | 70 | 100 | 3P | LV510477 | 21480 | - | 16 | 250/500 VDC
EasyPact CVS | 16-630A | MCCB - 500V DC | DC TMD Icu=70kA (Ics=100%Icu) | 70 | 100 | 4P | LV510487 | 26410 | - | 16 | 250/500 VDC
EasyPact CVS | 16-630A | MCCB - 500V DC | DC TMD Icu=70kA (Ics=100%Icu) | 70 | 125 | 3P | LV516462 | 27930 | - | 16 | 250/500 VDC
EasyPact CVS | 16-630A | MCCB - 500V DC | DC TMD Icu=70kA (Ics=100%Icu) | 70 | 125 | 4P | LV516467 | 30560 | - | 16 | 250/500 VDC
EasyPact CVS | 16-630A | MCCB - 500V DC | DC TMD Icu=70kA (Ics=100%Icu) | 70 | 160 | 3P | LV516463 | 30220 | - | 16 | 250/500 VDC
EasyPact CVS | 16-630A | MCCB - 500V DC | DC TMD Icu=70kA (Ics=100%Icu) | 70 | 160 | 4P | LV516468 | 35990 | - | 16 | 250/500 VDC
EasyPact CVS | 16-630A | MCCB - 500V DC | DC TMD Icu=20kA (Ics=25%Icu) | 20 | 200 | 3P | LV525452 | 39110 | - | 16 | 250/500 VDC
EasyPact CVS | 16-630A | MCCB - 500V DC | DC TMD Icu=20kA (Ics=25%Icu) | 20 | 200 | 4P | LV525457 | 49140 | - | 16 | 250/500 VDC
EasyPact CVS | 16-630A | MCCB - 500V DC | DC TMD Icu=20kA (Ics=25%Icu) | 20 | 250 | 3P | LV525453 | 42060 | - | 16 | 250/500 VDC
EasyPact CVS | 16-630A | MCCB - 500V DC | DC TMD Icu=20kA (Ics=25%Icu) | 20 | 250 | 4P | LV525458 | 51820 | - | 16 | 250/500 VDC
EasyPact CVS | 16-630A | MCCB - 500V DC | DC TMD Icu=20kA (Ics=50%Icu) | 20 | 320 | 3P | LV540315 | 55080 | - | 16 | 250/500 VDC
EasyPact CVS | 16-630A | MCCB - 500V DC | DC TMD Icu=20kA (Ics=50%Icu) | 20 | 320 | 4P | LV540318 | 68090 | - | 16 | 250/500 VDC
EasyPact CVS | 16-630A | MCCB - 500V DC | DC TMD Icu=20kA (Ics=50%Icu) | 20 | 400 | 3P | LV540316 | 55480 | - | 16 | 250/500 VDC
EasyPact CVS | 16-630A | MCCB - 500V DC | DC TMD Icu=20kA (Ics=50%Icu) | 20 | 400 | 4P | LV540319 | 69340 | - | 16 | 250/500 VDC
EasyPact CVS | 16-630A | MCCB - 500V DC | DC TMD Icu=20kA (Ics=100%Icu) | 20 | 500 | 3P | LV563315 | 64330 | - | 16 | 250/500 VDC
EasyPact CVS | 16-630A | MCCB - 500V DC | DC TMD Icu=20kA (Ics=100%Icu) | 20 | 500 | 4P | LV563318 | 81180 | - | 16 | 250/500 VDC
EasyPact CVS | 16-630A | MCCB - 500V DC | DC TMD Icu=20kA (Ics=100%Icu) | 20 | 630 | 3P | LV563317 | 70080 | - | 16 | 250/500 VDC
EasyPact CVS | 16-630A | MCCB - 500V DC | DC TMD Icu=20kA (Ics=100%Icu) | 20 | 630 | 4P | LV563320 | 91740 | - | 16 | 250/500 VDC
EasyPact CVS | 16-630A | MCCB - 500V DC | DC TMD Icu=20kA (Ics=100%Icu) | 20 | 500 | 3P | LV563305 | 57970 | - | 16 | 250/500 VDC
EasyPact CVS | 16-630A | MCCB - 500V DC | DC TMD Icu=20kA (Ics=100%Icu) | 20 | 500 | 4P | LV563308 | 73420 | - | 16 | 250/500 VDC
EasyPact CVS | 16-630A | MCCB - 500V DC | DC TMD Icu=20kA (Ics=100%Icu) | 20 | 630 | 3P | LV563307 | 66380 | - | 16 | 250/500 VDC
EasyPact CVS | 16-630A | MCCB - 500V DC | DC TMD Icu=20kA (Ics=100%Icu) | 20 | 630 | 4P | LV563310 | 83780 | - | 16 | 250/500 VDC

## EasyPact CVS Accessories
EasyPact CVS Accessories
Source: Schneider Electric LV Distribution Products Price List, W.E.F. 01-Apr-2026. Prices INR (MRP).
Group | Description | Rating_Voltage | Frame | Reference | Unit_MRP | Page
Auxiliary Contacts | OF or SD or SDE or SDV |  | 100-630A | 29450 | 1430 | 17
Auxiliary Contacts | OF or SD or SDE or SDV low level |  | 100-630A | 29452 | 1730 | 17
Auxiliary Contacts | SDE adapter for trip unit TM/MA/ETS 2.3 |  | 100-630A | LV429451 | 1320 | 17
Motor Mechanism | Direct Operating | 110-230V AC/DC | 100/250A | LV435001 | 38630 | 17
Motor Mechanism | Direct Operating | 110-230V AC/DC | 400/630A | LV435010 | 62050 | 17
Motor Mechanism | Direct Operating | 400V AC | 100/250A | LV435002 | 38630 | 17
Motor Mechanism | Direct Operating | 400V AC | 400/630A | LV435005 | 62050 | 17
Voltage Release Shunt (AC) | Shunt Release | 24 V 50/60 Hz | 100-630A | LV429384 | 4120 | 17
Voltage Release Shunt (AC) | Shunt Release | 48 V 50/60 Hz | 100-630A | LV429385 | 4230 | 17
Voltage Release Shunt (AC) | Shunt Release | 110-130 V 50/60 Hz | 100-630A | LV429386 | 4120 | 17
Voltage Release Shunt (AC) | Shunt Release | 220-240 V 50/60 Hz | 100-630A | LV429387 | 4120 | 17
Voltage Release Shunt (AC) | Shunt Release | 380-415 V 50 Hz | 100-630A | LV429388 | 4120 | 17
Voltage Release Shunt (AC) | Shunt Release | 525 V 50 Hz | 100-630A | LV429389 | 4230 | 17
Voltage Release Shunt (DC) | Shunt Release | 12 V | 100-630A | LV429382 | 4120 | 17
Voltage Release Shunt (DC) | Shunt Release | 24 V | 100-630A | LV429390 | 4120 | 17
Voltage Release Shunt (DC) | Shunt Release | 30 V | 100-630A | LV429391 | 4230 | 17
Voltage Release Shunt (DC) | Shunt Release | 48 V | 100-630A | LV429392 | 4120 | 17
Voltage Release Shunt (DC) | Shunt Release | 60 V | 100-630A | LV429383 | 6000 | 17
Voltage Release Shunt (DC) | Shunt Release | 125 V | 100-630A | LV429393 | 4120 | 17
Voltage Release Shunt (DC) | Shunt Release | 250 V | 100-630A | LV429394 | 4120 | 17
Voltage Release Undervoltage (AC) | Undervoltage Release | 24 V 50/60 Hz | 100-630A | LV429404 | 5110 | 17
Voltage Release Undervoltage (AC) | Undervoltage Release | 48 V 50/60 Hz | 100-630A | LV429405 | 5240 | 17
Voltage Release Undervoltage (AC) | Undervoltage Release | 110-130 V 50/60 Hz | 100-630A | LV429406 | 5110 | 17
Voltage Release Undervoltage (AC) | Undervoltage Release | 220-240 V 50/60 Hz | 100-630A | LV429407 | 5110 | 17
Voltage Release Undervoltage (AC) | Undervoltage Release | 380-415 V 50 Hz | 100-630A | LV429408 | 5110 | 17
Voltage Release Undervoltage (AC) | Undervoltage Release | 525 V 50 Hz | 100-630A | LV429409 | 7510 | 17
Voltage Release Undervoltage (DC) | Undervoltage Release | 12 V | 100-630A | LV429402 | 5180 | 17
Voltage Release Undervoltage (DC) | Undervoltage Release | 24 V | 100-630A | LV429410 | 5060 | 17
Voltage Release Undervoltage (DC) | Undervoltage Release | 30 V | 100-630A | LV429411 | 7510 | 17
Voltage Release Undervoltage (DC) | Undervoltage Release | 48 V | 100-630A | LV429412 | 5180 | 17
Voltage Release Undervoltage (DC) | Undervoltage Release | 60 V | 100-630A | LV429403 | 7320 | 17
Voltage Release Undervoltage (DC) | Undervoltage Release | 125 V | 100-630A | LV429413 | 5060 | 17
Voltage Release Undervoltage (DC) | Undervoltage Release | 250 V | 100-630A | LV429414 | 5010 | 17
Rotary Handle | Standard direct black handle |  | 100/160/250A | LV429337 | 2090 | 17
Rotary Handle | Standard direct black handle |  | 400/630A | LV432597 | 3150 | 17
Rotary Handle | Standard extended rotary handle |  | 100/160/250A | LV429338_IN | 2870 | 17
Rotary Handle | Standard extended rotary handle |  | 400/630A | LV432598_IN | 5100 | 17
Spreaders & Phase Barriers | Spreaders (Set of 3) 3P |  | Upto 100A | LV431563_IN | 820 | 18
Spreaders & Phase Barriers | Spreaders (Set of 3) 3P |  | 160/250A | LV431563 | 1070 | 18
Spreaders & Phase Barriers | Spreaders (Set of 3) 3P |  | 400/630A | 32492 | 2870 | 18
Spreaders & Phase Barriers | Spreaders (Set of 4) 4P |  | Upto 100A | LV431564_IN | 1100 | 18
Spreaders & Phase Barriers | Spreaders (Set of 4) 4P |  | 160/250A | LV431564 | 1420 | 18
Spreaders & Phase Barriers | Spreaders (Set of 4) 4P |  | 400/630A | 32493 | 3590 | 18
Spreaders & Phase Barriers | Phase Barriers (Set of 6) |  | 400/630A | LV432570 | 1350 | 18
Interlocking | For Breaker with Rotary Handle |  | 100/160/250A | LV429369 | 15520 | 18
Interlocking | For Breaker with Rotary Handle |  | 400/630A | LV432621 | 19630 | 18
Interlocking | For Breaker with Toggle |  | 100/160/250A | LV429354 | 19120 | 18
Interlocking | For Breaker with Toggle |  | 400/630A | LV432614 | 19830 | 18
Interlocking | Mechanical Interlocking with Base Plate |  | 100/160/250A | 29349 | On Request | 18
Interlocking | Mechanical Interlocking with Base Plate |  | 400/630A | 32609 | On Request | 18
Locking of Rotary Handle | Locking Device |  | 100/160/250A | LV429344 | 1000 | 18
Locking of Rotary Handle | Locking Device |  | 400/630A | LV432604 | 1350 | 18
Locking of Rotary Handle | Ronis Keylock (1 Lock + 1 Key) |  | 100-630A | 41940 | 7755 | 18
Locking of Rotary Handle | Ronis Keylock (2 Locks + 1 Key) |  | 100-630A | 41950 | 13053 | 18
Locking of Rotary Handle | Profalux Keylock (1 Lock + 1 Key) |  | 100-630A | 42888 | 12120 | 18
Locking of Rotary Handle | Profalux Keylock (2 Locks + 1 Key) |  | 100-630A | 42878 | 15210 | 18
ETS 6 Accessories | External neutral CT (3P breaker, ETS6) | 25-100 A | CVS100/160/250 | LV429521 | 20780 | 18
ETS 6 Accessories | External neutral CT (3P breaker, ETS6) | 150-250 A | CVS100/160/250 | LV430563 | 31820 | 18
ETS 6 Accessories | External neutral CT (3P breaker, ETS6) | 400-630 A | CVS400/630 | LV432575 | 29990 | 18
ETS 6 Accessories | Pocket Battery For MCCB With ETS 6 |  | CVS 100-630 | LV434206 | 28730 | 18
ETS 6 Accessories | 24 VDC Terminal Block With ETS 6 |  | CVS 100-630 | LV434210 | 9400 | 18
CVS 800-1250 Accessories | Spreader links (Set of 6/8) | 800A | CVS 800 | LV508530/LV508540 | On Request | 22
CVS 800-1250 Accessories | Spreader links (Set of 12/16) | 1000A (2 runs/phase) | CVS 1000 | LV510530/LV510540 | On Request | 22
CVS 800-1250 Accessories | Spreader links (Set of 6/8) | 1250A | CVS 1250 | LV512530/LV512540 | On Request | 22
CVS 800-1250 Accessories | Extended Rotary Handle | 800/1000/1250A | CVS 800-1250 | LV500500 | On Request | 22
CVS 800-1250 Accessories | External Neutral CT | 800A | CVS 800 | LV508560 | On Request | 22
CVS 800-1250 Accessories | External Neutral CT | 1000A | CVS 1000 | LV510560 | On Request | 22
CVS 800-1250 Accessories | External Neutral CT | 1250A | CVS 1250 | LV512560 | On Request | 22
CVS 800-1250 Accessories | Adaptor kit for External Neutral CT | 800A | CVS 800 | LV508570 | On Request | 23
CVS 800-1250 Accessories | Adaptor kit for External Neutral CT | 1000A | CVS 1000 | LV510570 | On Request | 23
CVS 800-1250 Accessories | Adaptor kit for External Neutral CT | 1250A | CVS 1250 | LV512570 | On Request | 23
CVS 800-1250 Accessories | Auxiliary 1 C/O + Trip Alarm Contact 1 C/O | 800A | CVS 800 | LV500604 | On Request | 23
CVS 800-1250 Accessories | Auxiliary Switch 1 C/O | 800/1000/1250A | CVS 800-1250 | LV500601 | On Request | 23
CVS 800-1250 Accessories | Auxiliary Switch 2 C/O | 800/1000/1250A | CVS 800-1250 | LV500602 | On Request | 23
CVS 800-1250 Accessories | Trip Alarm Contact | 800/1000/1250A | CVS 800-1250 | LV500603 | On Request | 23
CVS 800-1250 Accessories | Shunt Release (110/240/415 V AC) | 800/1000/1250A | CVS 800-1250 | LV500605 | On Request | 23
CVS 800-1250 Accessories | Under Voltage release (240 V AC) | 800/1000/1250A | CVS 800-1250 | LV500606 | On Request | 23

## ComPacT NSX & NS Breakers
ComPacT NSX & NS Breakers
Source: Schneider Electric LV Distribution Products Price List, W.E.F. 01-Apr-2026. Prices INR (MRP).
Family | Range | Category | Trip_Unit | Breaking_kA | Rated_A | Poles | Reference | Unit_MRP | BIS | Page | Notes
ComPacT NSX | 16-630A | MCCB - Distribution | Thermal-Magnetic TM-D (adjustable) | 25 | 16 | 3P | C10B3TM016 | 17860 | Yes | 30
ComPacT NSX | 16-630A | MCCB - Distribution | Thermal-Magnetic TM-D (adjustable) | 25 | 16 | 4P | C10B6TM016 | 25630 | Yes | 30
ComPacT NSX | 16-630A | MCCB - Distribution | Thermal-Magnetic TM-D (adjustable) | 25 | 25 | 3P | C10B3TM025 | 17860 | Yes | 30
ComPacT NSX | 16-630A | MCCB - Distribution | Thermal-Magnetic TM-D (adjustable) | 25 | 25 | 4P | C10B6TM025 | 25630 | Yes | 30
ComPacT NSX | 16-630A | MCCB - Distribution | Thermal-Magnetic TM-D (adjustable) | 25 | 32 | 3P | C10B3TM032 | 17860 | Yes | 30
ComPacT NSX | 16-630A | MCCB - Distribution | Thermal-Magnetic TM-D (adjustable) | 25 | 32 | 4P | C10B6TM032 | 25630 | Yes | 30
ComPacT NSX | 16-630A | MCCB - Distribution | Thermal-Magnetic TM-D (adjustable) | 25 | 40 | 3P | C10B3TM040 | 17860 | Yes | 30
ComPacT NSX | 16-630A | MCCB - Distribution | Thermal-Magnetic TM-D (adjustable) | 25 | 40 | 4P | C10B6TM040 | 25630 | Yes | 30
ComPacT NSX | 16-630A | MCCB - Distribution | Thermal-Magnetic TM-D (adjustable) | 25 | 50 | 3P | C10B3TM050 | 17860 | Yes | 30
ComPacT NSX | 16-630A | MCCB - Distribution | Thermal-Magnetic TM-D (adjustable) | 25 | 50 | 4P | C10B6TM050 | 25630 | Yes | 30
ComPacT NSX | 16-630A | MCCB - Distribution | Thermal-Magnetic TM-D (adjustable) | 25 | 63 | 3P | C10B3TM063 | 17860 | Yes | 30
ComPacT NSX | 16-630A | MCCB - Distribution | Thermal-Magnetic TM-D (adjustable) | 25 | 63 | 4P | C10B6TM063 | 25630 | Yes | 30
ComPacT NSX | 16-630A | MCCB - Distribution | Thermal-Magnetic TM-D (adjustable) | 25 | 80 | 3P | C10B3TM080 | 17860 | Yes | 30
ComPacT NSX | 16-630A | MCCB - Distribution | Thermal-Magnetic TM-D (adjustable) | 25 | 80 | 4P | C10B6TM080 | 25630 | Yes | 30
ComPacT NSX | 16-630A | MCCB - Distribution | Thermal-Magnetic TM-D (adjustable) | 25 | 100 | 3P | C10B3TM100 | 17860 | Yes | 30
ComPacT NSX | 16-630A | MCCB - Distribution | Thermal-Magnetic TM-D (adjustable) | 25 | 100 | 4P | C10B6TM100 | 25630 | Yes | 30
ComPacT NSX | 16-630A | MCCB - Distribution | Thermal-Magnetic TM-D (adjustable) | 25 | 125 | 3P | C16B3TM125 | 31630 | Yes | 30
ComPacT NSX | 16-630A | MCCB - Distribution | Thermal-Magnetic TM-D (adjustable) | 25 | 125 | 4P | C16B6TM125 | 38960 | Yes | 30
ComPacT NSX | 16-630A | MCCB - Distribution | Thermal-Magnetic TM-D (adjustable) | 25 | 160 | 3P | C16B3TM160 | 33840 | Yes | 30
ComPacT NSX | 16-630A | MCCB - Distribution | Thermal-Magnetic TM-D (adjustable) | 25 | 160 | 4P | C16B6TM160 | 42450 | Yes | 30
ComPacT NSX | 16-630A | MCCB - Distribution | Thermal-Magnetic TM-D (adjustable) | 25 | 200 | 3P | C25B3TM200 | 48750 | Yes | 30
ComPacT NSX | 16-630A | MCCB - Distribution | Thermal-Magnetic TM-D (adjustable) | 25 | 200 | 4P | C25B6TM200 | 58650 | Yes | 30
ComPacT NSX | 16-630A | MCCB - Distribution | Thermal-Magnetic TM-D (adjustable) | 25 | 250 | 3P | C25B3TM250 | 49700 | Yes | 30
ComPacT NSX | 16-630A | MCCB - Distribution | Thermal-Magnetic TM-D (adjustable) | 25 | 250 | 4P | C25B6TM250 | 59810 | Yes | 30
ComPacT NSX | 16-630A | MCCB - Distribution | Thermal-Magnetic TM-D (adjustable) | 36 | 16 | 3P | C10F3TM016 | 21740 | Yes | 30
ComPacT NSX | 16-630A | MCCB - Distribution | Thermal-Magnetic TM-D (adjustable) | 36 | 16 | 4P | C10F6TM016 | 27530 | Yes | 30
ComPacT NSX | 16-630A | MCCB - Distribution | Thermal-Magnetic TM-D (adjustable) | 36 | 25 | 3P | C10F3TM025 | 21740 | Yes | 30
ComPacT NSX | 16-630A | MCCB - Distribution | Thermal-Magnetic TM-D (adjustable) | 36 | 25 | 4P | C10F6TM025 | 27530 | Yes | 30
ComPacT NSX | 16-630A | MCCB - Distribution | Thermal-Magnetic TM-D (adjustable) | 36 | 32 | 3P | C10F3TM032 | 21740 | Yes | 30
ComPacT NSX | 16-630A | MCCB - Distribution | Thermal-Magnetic TM-D (adjustable) | 36 | 32 | 4P | C10F6TM032 | 27530 | Yes | 30
ComPacT NSX | 16-630A | MCCB - Distribution | Thermal-Magnetic TM-D (adjustable) | 36 | 40 | 3P | C10F3TM040 | 21740 | Yes | 30
ComPacT NSX | 16-630A | MCCB - Distribution | Thermal-Magnetic TM-D (adjustable) | 36 | 40 | 4P | C10F6TM040 | 27530 | Yes | 30
ComPacT NSX | 16-630A | MCCB - Distribution | Thermal-Magnetic TM-D (adjustable) | 36 | 50 | 3P | C10F3TM050 | 21740 | Yes | 30
ComPacT NSX | 16-630A | MCCB - Distribution | Thermal-Magnetic TM-D (adjustable) | 36 | 50 | 4P | C10F6TM050 | 27530 | Yes | 30
ComPacT NSX | 16-630A | MCCB - Distribution | Thermal-Magnetic TM-D (adjustable) | 36 | 63 | 3P | C10F3TM063 | 21740 | Yes | 30
ComPacT NSX | 16-630A | MCCB - Distribution | Thermal-Magnetic TM-D (adjustable) | 36 | 63 | 4P | C10F6TM063 | 27530 | Yes | 30
ComPacT NSX | 16-630A | MCCB - Distribution | Thermal-Magnetic TM-D (adjustable) | 36 | 80 | 3P | C10F3TM080 | 21740 | Yes | 30
ComPacT NSX | 16-630A | MCCB - Distribution | Thermal-Magnetic TM-D (adjustable) | 36 | 80 | 4P | C10F6TM080 | 27530 | Yes | 30
ComPacT NSX | 16-630A | MCCB - Distribution | Thermal-Magnetic TM-D (adjustable) | 36 | 100 | 3P | C10F3TM100 | 21740 | Yes | 30
ComPacT NSX | 16-630A | MCCB - Distribution | Thermal-Magnetic TM-D (adjustable) | 36 | 100 | 4P | C10F6TM100 | 27530 | Yes | 30
ComPacT NSX | 16-630A | MCCB - Distribution | Thermal-Magnetic TM-D (adjustable) | 36 | 125 | 3P | C16F3TM125 | 32490 | Yes | 30
ComPacT NSX | 16-630A | MCCB - Distribution | Thermal-Magnetic TM-D (adjustable) | 36 | 125 | 4P | C16F6TM125 | 40470 | Yes | 30
ComPacT NSX | 16-630A | MCCB - Distribution | Thermal-Magnetic TM-D (adjustable) | 36 | 160 | 3P | C16F3TM160 | 34110 | Yes | 30
ComPacT NSX | 16-630A | MCCB - Distribution | Thermal-Magnetic TM-D (adjustable) | 36 | 160 | 4P | C16F6TM160 | 43650 | Yes | 30
ComPacT NSX | 16-630A | MCCB - Distribution | Thermal-Magnetic TM-D (adjustable) | 36 | 200 | 3P | C25F3TM200 | 49380 | Yes | 30
ComPacT NSX | 16-630A | MCCB - Distribution | Thermal-Magnetic TM-D (adjustable) | 36 | 200 | 4P | C25F6TM200 | 60860 | Yes | 30
ComPacT NSX | 16-630A | MCCB - Distribution | Thermal-Magnetic TM-D (adjustable) | 36 | 250 | 3P | C25F3TM250 | 50800 | Yes | 30
ComPacT NSX | 16-630A | MCCB - Distribution | Thermal-Magnetic TM-D (adjustable) | 36 | 250 | 4P | C25F6TM250 | 63310 | Yes | 30
ComPacT NSX | 16-630A | MCCB - Distribution | Thermal-Magnetic TM-D (adjustable) | 50 | 16 | 3P | C10N3TM016 | 25860 | Yes | 30
ComPacT NSX | 16-630A | MCCB - Distribution | Thermal-Magnetic TM-D (adjustable) | 50 | 16 | 4P | C10N6TM016 | 32420 | Yes | 30
ComPacT NSX | 16-630A | MCCB - Distribution | Thermal-Magnetic TM-D (adjustable) | 50 | 25 | 3P | C10N3TM025 | 25860 | Yes | 30
ComPacT NSX | 16-630A | MCCB - Distribution | Thermal-Magnetic TM-D (adjustable) | 50 | 25 | 4P | C10N6TM025 | 32420 | Yes | 30
ComPacT NSX | 16-630A | MCCB - Distribution | Thermal-Magnetic TM-D (adjustable) | 50 | 32 | 3P | C10N3TM032 | 25860 | Yes | 30
ComPacT NSX | 16-630A | MCCB - Distribution | Thermal-Magnetic TM-D (adjustable) | 50 | 32 | 4P | C10N6TM032 | 32420 | Yes | 30
ComPacT NSX | 16-630A | MCCB - Distribution | Thermal-Magnetic TM-D (adjustable) | 50 | 40 | 3P | C10N3TM040 | 25860 | Yes | 30
ComPacT NSX | 16-630A | MCCB - Distribution | Thermal-Magnetic TM-D (adjustable) | 50 | 40 | 4P | C10N6TM040 | 32420 | Yes | 30
ComPacT NSX | 16-630A | MCCB - Distribution | Thermal-Magnetic TM-D (adjustable) | 50 | 50 | 3P | C10N3TM050 | 25860 | Yes | 30
ComPacT NSX | 16-630A | MCCB - Distribution | Thermal-Magnetic TM-D (adjustable) | 50 | 50 | 4P | C10N6TM050 | 32420 | Yes | 30
ComPacT NSX | 16-630A | MCCB - Distribution | Thermal-Magnetic TM-D (adjustable) | 50 | 63 | 3P | C10N3TM063 | 25860 | Yes | 30
ComPacT NSX | 16-630A | MCCB - Distribution | Thermal-Magnetic TM-D (adjustable) | 50 | 63 | 4P | C10N6TM063 | 32420 | Yes | 30
ComPacT NSX | 16-630A | MCCB - Distribution | Thermal-Magnetic TM-D (adjustable) | 50 | 80 | 3P | C10N3TM080 | 25860 | Yes | 30
ComPacT NSX | 16-630A | MCCB - Distribution | Thermal-Magnetic TM-D (adjustable) | 50 | 80 | 4P | C10N6TM080 | 32420 | Yes | 30
ComPacT NSX | 16-630A | MCCB - Distribution | Thermal-Magnetic TM-D (adjustable) | 50 | 100 | 3P | C10N3TM100 | 25860 | Yes | 30
ComPacT NSX | 16-630A | MCCB - Distribution | Thermal-Magnetic TM-D (adjustable) | 50 | 100 | 4P | C10N6TM100 | 32420 | Yes | 30
ComPacT NSX | 16-630A | MCCB - Distribution | Thermal-Magnetic TM-D (adjustable) | 50 | 125 | 3P | C16N3TM125 | 39070 | Yes | 30
ComPacT NSX | 16-630A | MCCB - Distribution | Thermal-Magnetic TM-D (adjustable) | 50 | 125 | 4P | C16N6TM125 | 44930 | Yes | 30
ComPacT NSX | 16-630A | MCCB - Distribution | Thermal-Magnetic TM-D (adjustable) | 50 | 160 | 3P | C16N3TM160 | 39900 | Yes | 30
ComPacT NSX | 16-630A | MCCB - Distribution | Thermal-Magnetic TM-D (adjustable) | 50 | 160 | 4P | C16N6TM160 | 47170 | Yes | 30
ComPacT NSX | 16-630A | MCCB - Distribution | Thermal-Magnetic TM-D (adjustable) | 50 | 200 | 3P | C25N3TM200 | 53230 | Yes | 30
ComPacT NSX | 16-630A | MCCB - Distribution | Thermal-Magnetic TM-D (adjustable) | 50 | 200 | 4P | C25N6TM200 | 65030 | Yes | 30
ComPacT NSX | 16-630A | MCCB - Distribution | Thermal-Magnetic TM-D (adjustable) | 50 | 250 | 3P | C25N3TM250 | 54250 | Yes | 30
ComPacT NSX | 16-630A | MCCB - Distribution | Thermal-Magnetic TM-D (adjustable) | 50 | 250 | 4P | C25N6TM250 | 68990 | Yes | 30
ComPacT NSX | 16-630A | MCCB - Distribution | Thermal-Magnetic TM-D (adjustable) | 70 | 16 | 3P | C10H3TM016 | 32750 | Yes | 30
ComPacT NSX | 16-630A | MCCB - Distribution | Thermal-Magnetic TM-D (adjustable) | 70 | 16 | 4P | C10H6TM016 | 42230 | Yes | 30
ComPacT NSX | 16-630A | MCCB - Distribution | Thermal-Magnetic TM-D (adjustable) | 70 | 25 | 3P | C10H3TM025 | 32750 | Yes | 30
ComPacT NSX | 16-630A | MCCB - Distribution | Thermal-Magnetic TM-D (adjustable) | 70 | 25 | 4P | C10H6TM025 | 42230 | Yes | 30
ComPacT NSX | 16-630A | MCCB - Distribution | Thermal-Magnetic TM-D (adjustable) | 70 | 32 | 3P | C10H3TM032 | 32750 | Yes | 30
ComPacT NSX | 16-630A | MCCB - Distribution | Thermal-Magnetic TM-D (adjustable) | 70 | 32 | 4P | C10H6TM032 | 42230 | Yes | 30
ComPacT NSX | 16-630A | MCCB - Distribution | Thermal-Magnetic TM-D (adjustable) | 70 | 40 | 3P | C10H3TM040 | 32750 | Yes | 30
ComPacT NSX | 16-630A | MCCB - Distribution | Thermal-Magnetic TM-D (adjustable) | 70 | 40 | 4P | C10H6TM040 | 42230 | Yes | 30
ComPacT NSX | 16-630A | MCCB - Distribution | Thermal-Magnetic TM-D (adjustable) | 70 | 50 | 3P | C10H3TM050 | 32750 | Yes | 30
ComPacT NSX | 16-630A | MCCB - Distribution | Thermal-Magnetic TM-D (adjustable) | 70 | 50 | 4P | C10H6TM050 | 42230 | Yes | 30
ComPacT NSX | 16-630A | MCCB - Distribution | Thermal-Magnetic TM-D (adjustable) | 70 | 63 | 3P | C10H3TM063 | 32750 | Yes | 30
ComPacT NSX | 16-630A | MCCB - Distribution | Thermal-Magnetic TM-D (adjustable) | 70 | 63 | 4P | C10H6TM063 | 42230 | Yes | 30
ComPacT NSX | 16-630A | MCCB - Distribution | Thermal-Magnetic TM-D (adjustable) | 70 | 80 | 3P | C10H3TM080 | 32750 | Yes | 30
ComPacT NSX | 16-630A | MCCB - Distribution | Thermal-Magnetic TM-D (adjustable) | 70 | 80 | 4P | C10H6TM080 | 42230 | Yes | 30
ComPacT NSX | 16-630A | MCCB - Distribution | Thermal-Magnetic TM-D (adjustable) | 70 | 100 | 3P | C10H3TM100 | 32750 | Yes | 30
ComPacT NSX | 16-630A | MCCB - Distribution | Thermal-Magnetic TM-D (adjustable) | 70 | 100 | 4P | C10H6TM100 | 42230 | Yes | 30
ComPacT NSX | 16-630A | MCCB - Distribution | Thermal-Magnetic TM-D (adjustable) | 70 | 125 | 3P | C16H3TM125 | 60950 | Yes | 30
ComPacT NSX | 16-630A | MCCB - Distribution | Thermal-Magnetic TM-D (adjustable) | 70 | 125 | 4P | C16H6TM125 | 64760 | Yes | 30
ComPacT NSX | 16-630A | MCCB - Distribution | Thermal-Magnetic TM-D (adjustable) | 70 | 160 | 3P | C16H3TM160 | 61590 | Yes | 30
ComPacT NSX | 16-630A | MCCB - Distribution | Thermal-Magnetic TM-D (adjustable) | 70 | 160 | 4P | C16H6TM160 | 66070 | Yes | 30
ComPacT NSX | 16-630A | MCCB - Distribution | Thermal-Magnetic TM-D (adjustable) | 70 | 200 | 3P | C25H3TM200 | 70010 | Yes | 30
ComPacT NSX | 16-630A | MCCB - Distribution | Thermal-Magnetic TM-D (adjustable) | 70 | 200 | 4P | C25H6TM200 | 90970 | Yes | 30
ComPacT NSX | 16-630A | MCCB - Distribution | Thermal-Magnetic TM-D (adjustable) | 70 | 250 | 3P | C25H3TM250 | 70690 | Yes | 30
ComPacT NSX | 16-630A | MCCB - Distribution | Thermal-Magnetic TM-D (adjustable) | 70 | 250 | 4P | C25H6TM250 | 91890 | Yes | 30
ComPacT NSX | 16-630A | MCCB - Distribution | Micrologic 2 (LS0IN electronic) | 25 | 40 | 3P | C10B32D040 | 33790 | Yes | 31
ComPacT NSX | 16-630A | MCCB - Distribution | Micrologic 2 (LS0IN electronic) | 25 | 40 | 4P | C10B42D040 | 43470 | Yes | 31
ComPacT NSX | 16-630A | MCCB - Distribution | Micrologic 2 (LS0IN electronic) | 25 | 100 | 3P | C10B32D100 | 33790 | Yes | 31
ComPacT NSX | 16-630A | MCCB - Distribution | Micrologic 2 (LS0IN electronic) | 25 | 100 | 4P | C10B42D100 | 43470 | Yes | 31
ComPacT NSX | 16-630A | MCCB - Distribution | Micrologic 2 (LS0IN electronic) | 25 | 160 | 3P | C16B32D160 | 43130 | Yes | 31
ComPacT NSX | 16-630A | MCCB - Distribution | Micrologic 2 (LS0IN electronic) | 25 | 160 | 4P | C16B42D160 | 55030 | Yes | 31
ComPacT NSX | 16-630A | MCCB - Distribution | Micrologic 2 (LS0IN electronic) | 25 | 250 | 3P | C25B32D250 | 56680 | Yes | 31
ComPacT NSX | 16-630A | MCCB - Distribution | Micrologic 2 (LS0IN electronic) | 25 | 250 | 4P | C25B42D250 | 72710 | Yes | 31
ComPacT NSX | 16-630A | MCCB - Distribution | Micrologic 2 (LS0IN electronic) | 36 | 40 | 3P | C10F32D040 | 34340 | Yes | 31
ComPacT NSX | 16-630A | MCCB - Distribution | Micrologic 2 (LS0IN electronic) | 36 | 40 | 4P | C10F42D040 | 43670 | Yes | 31
ComPacT NSX | 16-630A | MCCB - Distribution | Micrologic 2 (LS0IN electronic) | 36 | 100 | 3P | C10F32D100 | 34340 | Yes | 31
ComPacT NSX | 16-630A | MCCB - Distribution | Micrologic 2 (LS0IN electronic) | 36 | 100 | 4P | C10F42D100 | 43670 | Yes | 31
ComPacT NSX | 16-630A | MCCB - Distribution | Micrologic 2 (LS0IN electronic) | 36 | 160 | 3P | C16F32D160 | 43900 | Yes | 31
ComPacT NSX | 16-630A | MCCB - Distribution | Micrologic 2 (LS0IN electronic) | 36 | 160 | 4P | C16F42D160 | 60670 | Yes | 31
ComPacT NSX | 16-630A | MCCB - Distribution | Micrologic 2 (LS0IN electronic) | 36 | 250 | 3P | C25F32D250 | 59350 | Yes | 31
ComPacT NSX | 16-630A | MCCB - Distribution | Micrologic 2 (LS0IN electronic) | 36 | 250 | 4P | C25F42D250 | 82250 | Yes | 31
ComPacT NSX | 16-630A | MCCB - Distribution | Micrologic 2 (LS0IN electronic) | 36 | 400 | 3P | C40F32D400 | 88230 | Yes | 31
ComPacT NSX | 16-630A | MCCB - Distribution | Micrologic 2 (LS0IN electronic) | 36 | 400 | 4P | C40F42D400 | 100600 | Yes | 31
ComPacT NSX | 16-630A | MCCB - Distribution | Micrologic 2 (LS0IN electronic) | 36 | 630 | 3P | C63F32D630 | 93680 | Yes | 31
ComPacT NSX | 16-630A | MCCB - Distribution | Micrologic 2 (LS0IN electronic) | 36 | 630 | 4P | C63F42D630 | 119830 | Yes | 31
ComPacT NSX | 16-630A | MCCB - Distribution | Micrologic 2 (LS0IN electronic) | 50 | 40 | 3P | C10N32D040 | 41200 | Yes | 31
ComPacT NSX | 16-630A | MCCB - Distribution | Micrologic 2 (LS0IN electronic) | 50 | 40 | 4P | C10N42D040 | 55730 | Yes | 31
ComPacT NSX | 16-630A | MCCB - Distribution | Micrologic 2 (LS0IN electronic) | 50 | 100 | 3P | C10N32D100 | 41200 | Yes | 31
ComPacT NSX | 16-630A | MCCB - Distribution | Micrologic 2 (LS0IN electronic) | 50 | 100 | 4P | C10N42D100 | 57390 | Yes | 31
ComPacT NSX | 16-630A | MCCB - Distribution | Micrologic 2 (LS0IN electronic) | 50 | 160 | 3P | C16N32D160 | 52190 | Yes | 31
ComPacT NSX | 16-630A | MCCB - Distribution | Micrologic 2 (LS0IN electronic) | 50 | 160 | 4P | C16N42D160 | 67900 | Yes | 31
ComPacT NSX | 16-630A | MCCB - Distribution | Micrologic 2 (LS0IN electronic) | 50 | 250 | 3P | C25N32D250 | 67800 | Yes | 31
ComPacT NSX | 16-630A | MCCB - Distribution | Micrologic 2 (LS0IN electronic) | 50 | 250 | 4P | C25N42D250 | 88110 | Yes | 31
ComPacT NSX | 16-630A | MCCB - Distribution | Micrologic 2 (LS0IN electronic) | 50 | 400 | 3P | C40N32D400 | 91420 | Yes | 31
ComPacT NSX | 16-630A | MCCB - Distribution | Micrologic 2 (LS0IN electronic) | 50 | 400 | 4P | C40N42D400 | 118730 | Yes | 31
ComPacT NSX | 16-630A | MCCB - Distribution | Micrologic 2 (LS0IN electronic) | 50 | 630 | 3P | C63N32D630 | 94770 | Yes | 31
ComPacT NSX | 16-630A | MCCB - Distribution | Micrologic 2 (LS0IN electronic) | 50 | 630 | 4P | C63N42D630 | 125510 | Yes | 31
ComPacT NSX | 16-630A | MCCB - Distribution | Micrologic 2 (LS0IN electronic) | 70 | 40 | 3P | C10H32D040 | 51520 | Yes | 31
ComPacT NSX | 16-630A | MCCB - Distribution | Micrologic 2 (LS0IN electronic) | 70 | 40 | 4P | C10H42D040 | 65240 | Yes | 31
ComPacT NSX | 16-630A | MCCB - Distribution | Micrologic 2 (LS0IN electronic) | 70 | 100 | 3P | C10H32D100 | 52300 | Yes | 31
ComPacT NSX | 16-630A | MCCB - Distribution | Micrologic 2 (LS0IN electronic) | 70 | 100 | 4P | C10H42D100 | 65240 | Yes | 31
ComPacT NSX | 16-630A | MCCB - Distribution | Micrologic 2 (LS0IN electronic) | 70 | 160 | 3P | C16H32D160 | 69070 | Yes | 31
ComPacT NSX | 16-630A | MCCB - Distribution | Micrologic 2 (LS0IN electronic) | 70 | 160 | 4P | C16H42D160 | 88150 | Yes | 31
ComPacT NSX | 16-630A | MCCB - Distribution | Micrologic 2 (LS0IN electronic) | 70 | 250 | 3P | C25H32D250 | 77580 | Yes | 31
ComPacT NSX | 16-630A | MCCB - Distribution | Micrologic 2 (LS0IN electronic) | 70 | 250 | 4P | C25H42D250 | 111960 | Yes | 31
ComPacT NSX | 16-630A | MCCB - Distribution | Micrologic 2 (LS0IN electronic) | 70 | 400 | 3P | C40H32D400 | 103050 | Yes | 31
ComPacT NSX | 16-630A | MCCB - Distribution | Micrologic 2 (LS0IN electronic) | 70 | 400 | 4P | C40H42D400 | 135320 | Yes | 31
ComPacT NSX | 16-630A | MCCB - Distribution | Micrologic 2 (LS0IN electronic) | 70 | 630 | 3P | C63H32D630 | 105580 | Yes | 31
ComPacT NSX | 16-630A | MCCB - Distribution | Micrologic 2 (LS0IN electronic) | 70 | 630 | 4P | C63H42D630 | 164250 | Yes | 31
ComPacT NSX | 16-630A | MCCB - Distribution | Micrologic 6A (LSIG electronic) | 36 | 100 | 3P | C10F36A100 | On Request | Yes | 32
ComPacT NSX | 16-630A | MCCB - Distribution | Micrologic 6A (LSIG electronic) | 36 | 100 | 4P | C10F46A100 | On Request | Yes | 32
ComPacT NSX | 16-630A | MCCB - Distribution | Micrologic 6A (LSIG electronic) | 36 | 160 | 3P | C16F36A160 | On Request | Yes | 32
ComPacT NSX | 16-630A | MCCB - Distribution | Micrologic 6A (LSIG electronic) | 36 | 160 | 4P | C16F46A160 | On Request | Yes | 32
ComPacT NSX | 16-630A | MCCB - Distribution | Micrologic 6A (LSIG electronic) | 36 | 250 | 3P | C25F36A250 | On Request | Yes | 32
ComPacT NSX | 16-630A | MCCB - Distribution | Micrologic 6A (LSIG electronic) | 36 | 250 | 4P | C25F46A250 | On Request | Yes | 32
ComPacT NSX | 16-630A | MCCB - Distribution | Micrologic 6A (LSIG electronic) | 36 | 400 | 3P | C40F36A400 | On Request | Yes | 32
ComPacT NSX | 16-630A | MCCB - Distribution | Micrologic 6A (LSIG electronic) | 36 | 400 | 4P | C40F46A400 | On Request | Yes | 32
ComPacT NSX | 16-630A | MCCB - Distribution | Micrologic 6A (LSIG electronic) | 36 | 630 | 3P | C63F36A630 | On Request | Yes | 32
ComPacT NSX | 16-630A | MCCB - Distribution | Micrologic 6A (LSIG electronic) | 36 | 630 | 4P | C63F46A630 | On Request | Yes | 32
ComPacT NSX | 16-630A | MCCB - Distribution | Micrologic 6A (LSIG electronic) | 50 | 100 | 3P | C10N36A100 | On Request | Yes | 32
ComPacT NSX | 16-630A | MCCB - Distribution | Micrologic 6A (LSIG electronic) | 50 | 100 | 4P | C10N46A100 | On Request | Yes | 32
ComPacT NSX | 16-630A | MCCB - Distribution | Micrologic 6A (LSIG electronic) | 50 | 160 | 3P | C16N36A160 | On Request | Yes | 32
ComPacT NSX | 16-630A | MCCB - Distribution | Micrologic 6A (LSIG electronic) | 50 | 160 | 4P | C16N46A160 | On Request | Yes | 32
ComPacT NSX | 16-630A | MCCB - Distribution | Micrologic 6A (LSIG electronic) | 50 | 250 | 3P | C25N36A250 | On Request | Yes | 32
ComPacT NSX | 16-630A | MCCB - Distribution | Micrologic 6A (LSIG electronic) | 50 | 250 | 4P | C25N46A250 | On Request | Yes | 32
ComPacT NSX | 16-630A | MCCB - Distribution | Micrologic 6A (LSIG electronic) | 50 | 400 | 3P | C40N36A400 | On Request | Yes | 32
ComPacT NSX | 16-630A | MCCB - Distribution | Micrologic 6A (LSIG electronic) | 50 | 400 | 4P | C40N46A400 | On Request | Yes | 32
ComPacT NSX | 16-630A | MCCB - Distribution | Micrologic 6A (LSIG electronic) | 50 | 630 | 3P | C63N36A630 | On Request | Yes | 32
ComPacT NSX | 16-630A | MCCB - Distribution | Micrologic 6A (LSIG electronic) | 50 | 630 | 4P | C63N46A630 | On Request | Yes | 32
ComPacT NSX | 16-630A | MCCB - Distribution | Micrologic 6A (LSIG electronic) | 70 | 100 | 3P | C10H36A100 | On Request | Yes | 32
ComPacT NSX | 16-630A | MCCB - Distribution | Micrologic 6A (LSIG electronic) | 70 | 100 | 4P | C10H46A100 | On Request | Yes | 32
ComPacT NSX | 16-630A | MCCB - Distribution | Micrologic 6A (LSIG electronic) | 70 | 160 | 3P | C16H36A160 | On Request | Yes | 32
ComPacT NSX | 16-630A | MCCB - Distribution | Micrologic 6A (LSIG electronic) | 70 | 160 | 4P | C16H46A160 | On Request | Yes | 32
ComPacT NSX | 16-630A | MCCB - Distribution | Micrologic 6A (LSIG electronic) | 70 | 250 | 3P | C25H36A250 | On Request | Yes | 32
ComPacT NSX | 16-630A | MCCB - Distribution | Micrologic 6A (LSIG electronic) | 70 | 250 | 4P | C25H46A250 | On Request | Yes | 32
ComPacT NSX | 16-630A | MCCB - Distribution | Micrologic 6A (LSIG electronic) | 70 | 400 | 3P | C40H36A400 | On Request | Yes | 32
ComPacT NSX | 16-630A | MCCB - Distribution | Micrologic 6A (LSIG electronic) | 70 | 400 | 4P | C40H46A400 | On Request | Yes | 32
ComPacT NSX | 16-630A | MCCB - Distribution | Micrologic 6A (LSIG electronic) | 70 | 630 | 3P | C63H36A630 | On Request | Yes | 32
ComPacT NSX | 16-630A | MCCB - Distribution | Micrologic 6A (LSIG electronic) | 70 | 630 | 4P | C63H46A630 | On Request | Yes | 32
ComPacT NSX | 16-630A | MCCB - Motor Protection | Magnetic MA (Motor Protection) | 36 | 150 | 3P | C16F3MA150 | 35270 | Yes | 33
ComPacT NSX | 16-630A | MCCB - Motor Protection | Magnetic MA (Motor Protection) | 36 | 220 | 3P | C25F3MA220 | 57890 | Yes | 33
ComPacT NSX | 16-630A | MCCB - Motor Protection | Magnetic MA (Motor Protection) | 50 | 150 | 3P | C16N3MA150 | 43080 | Yes | 33
ComPacT NSX | 16-630A | MCCB - Motor Protection | Magnetic MA (Motor Protection) | 50 | 220 | 3P | C25N3MA220 | 63530 | Yes | 33
ComPacT NSX | 16-630A | MCCB - Motor Protection | Magnetic MA (Motor Protection) | 70 | 150 | 3P | C16H3MA150 | 64020 | Yes | 33
ComPacT NSX | 16-630A | MCCB - Motor Protection | Magnetic MA (Motor Protection) | 70 | 220 | 3P | C25H3MA220 | 99260 | Yes | 33
ComPacT NSX | 16-630A | MCCB - DC Network | Thermal-Magnetic TM-D (DC network) | 36 | 400 | 3P | C40F3TM400D | 71470 | Yes | 33 | DC
ComPacT NSX | 16-630A | MCCB - DC Network | Thermal-Magnetic TM-D (DC network) | 36 | 400 | 4P | C40F4TM400D | 81160 | Yes | 33 | DC
ComPacT NSX | 16-630A | MCCB - DC Network | Thermal-Magnetic TM-D (DC network) | 36 | 500 | 3P | C63F3TM500D | 85740 | Yes | 33 | DC
ComPacT NSX | 16-630A | MCCB - DC Network | Thermal-Magnetic TM-D (DC network) | 36 | 500 | 4P | C63F4TM500D | 99830 | Yes | 33 | DC
ComPacT NSX | 16-630A | MCCB - DC Network | Thermal-Magnetic TM-D (DC network) | 36 | 600 | 3P | C63F3TM600D | 90550 | Yes | 33 | DC
ComPacT NSX | 16-630A | MCCB - DC Network | Thermal-Magnetic TM-D (DC network) | 36 | 600 | 4P | C63F4TM600D | 109640 | Yes | 33 | DC
ComPacT NSX | 16-630A | MCCB - DC Network | Thermal-Magnetic TM-D (DC network) | 100 | 400 | 3P | C40S3TM400D | 97210 | Yes | 33 | DC
ComPacT NSX | 16-630A | MCCB - DC Network | Thermal-Magnetic TM-D (DC network) | 100 | 400 | 4P | C40S4TM400D | 118400 | Yes | 33 | DC
ComPacT NSX | 16-630A | MCCB - DC Network | Thermal-Magnetic TM-D (DC network) | 100 | 500 | 3P | C63S3TM500D | 106130 | Yes | 33 | DC
ComPacT NSX | 16-630A | MCCB - DC Network | Thermal-Magnetic TM-D (DC network) | 100 | 500 | 4P | C63S4TM500D | 128030 | Yes | 33 | DC
ComPacT NSX | 16-630A | MCCB - DC Network | Thermal-Magnetic TM-D (DC network) | 100 | 600 | 3P | C63S3TM600D | 106130 | Yes | 33 | DC
ComPacT NSX | 16-630A | MCCB - DC Network | Thermal-Magnetic TM-D (DC network) | 100 | 600 | 4P | C63S4TM600D | 128030 | Yes | 33 | DC
ComPacT NSX | NSX400K | MCCB - 800/1000V AC | Micrologic 2.3 LSoI (800/1000V AC) | 36 | 250 | 3P | C40K32D250 | On Request | - | 34 | 36kA@800VAC,10kA@1000VAC
ComPacT NSX | NSX400K | MCCB - 800/1000V AC | Micrologic 2.3 LSoI (800/1000V AC) | 36 | 400 | 3P | C40K32D400 | On Request | - | 34 | 36kA@800VAC,10kA@1000VAC
ComPacT NSX | NSX400K | MCCB - 800/1000V AC | Micrologic 2.3 LSoI (800/1000V AC) | 36 | 250 | 4P | C40K42D250 | On Request | - | 34 | 36kA@800VAC,10kA@1000VAC
ComPacT NSX | NSX400K | MCCB - 800/1000V AC | Micrologic 2.3 LSoI (800/1000V AC) | 36 | 400 | 4P | C40K42D400 | On Request | - | 34 | 36kA@800VAC,10kA@1000VAC
ComPact NS | 800-1250A | MCCB - Distribution (Category B) | Micrologic (New Gen) | 50 | 800 | 3P | C080N320FME_IN | On Request | - | 42 | LSI Mic2
ComPact NS | 800-1250A | MCCB - Distribution (Category B) | Micrologic (New Gen) | 50 | 800 | 4P | C080N420FME_IN | On Request | - | 42 | LSI Mic2
ComPact NS | 800-1250A | MCCB - Distribution (Category B) | Micrologic (New Gen) | 50 | 800 | 3P | C080N36AFME_IN | On Request | - | 42 | LSIG Mic6A
ComPact NS | 800-1250A | MCCB - Distribution (Category B) | Micrologic (New Gen) | 50 | 800 | 4P | C080N46AFME_IN | On Request | - | 42 | LSIG Mic6A
ComPact NS | 800-1250A | MCCB - Distribution (Category B) | Micrologic (New Gen) | 50 | 800 | 3P | C080N320FMD_IN | On Request | - | 42 | Direct rotary handle
ComPact NS | 800-1250A | MCCB - Distribution (Category B) | Micrologic (New Gen) | 50 | 800 | 4P | C080N46EFME_IN | On Request | - | 42 | Direct rotary handle
ComPact NS | 800-1250A | MCCB - Distribution (Category B) | Micrologic (New Gen) | 50 | 800 | 3P | C080N320FN_IN | On Request | - | 42 | 220V AC electrical
ComPact NS | 800-1250A | MCCB - Distribution (Category B) | Micrologic (New Gen) | 50 | 800 | 4P | C080N420FN_IN | On Request | - | 42 | 220V AC electrical
ComPact NS | 800-1250A | MCCB - Distribution (Category B) | Micrologic (New Gen) | 70 | 800 | 3P | C080H320FME_IN | On Request | - | 42
ComPact NS | 800-1250A | MCCB - Distribution (Category B) | Micrologic (New Gen) | 70 | 800 | 4P | C080H46AFME_IN | On Request | - | 42
ComPact NS | 800-1250A | MCCB - Distribution (Category B) | Micrologic (New Gen) | 70 | 800 | 3P | C080H36AFME_IN | On Request | - | 42
ComPact NS | 800-1250A | MCCB - Distribution (Category B) | Micrologic (New Gen) | 50 | 1000 | 3P | C100N320FME_IN | On Request | - | 42
ComPact NS | 800-1250A | MCCB - Distribution (Category B) | Micrologic (New Gen) | 50 | 1000 | 4P | C100N420FME_IN | On Request | - | 42
ComPact NS | 800-1250A | MCCB - Distribution (Category B) | Micrologic (New Gen) | 50 | 1000 | 3P | C100N36AFME_IN | On Request | - | 42
ComPact NS | 800-1250A | MCCB - Distribution (Category B) | Micrologic (New Gen) | 50 | 1000 | 4P | C100N46AFME_IN | On Request | - | 42
ComPact NS | 800-1250A | MCCB - Distribution (Category B) | Micrologic (New Gen) | 50 | 1250 | 3P | C125N320FME_IN | On Request | - | 42
ComPact NS | 800-1250A | MCCB - Distribution (Category B) | Micrologic (New Gen) | 50 | 1250 | 4P | C125N420FME_IN | On Request | - | 42

## ComPacT NSX Accessories
ComPacT NSX Accessories
Source: Schneider Electric LV Distribution Products Price List, W.E.F. 01-Apr-2026. Prices INR (MRP).
Group | Description | Rating_Voltage | Frame | Reference | Unit_MRP | Page
Auxiliary Contacts | OF or SD or SDE or SDV |  | 100-630A | 29450 | 1430 | 35
Auxiliary Contacts | OF or SD or SDE or SDV low level |  | 100-630A | 29452 | 1730 | 35
Auxiliary Contacts | SDE adaptor for TM/MA/Micrologic 2 |  | 100-630A | LV429451 | 1320 | 35
Programmable Contacts | SDx module 24/415 V AC/DC |  | Micrologic | LV429532 | 22200 | 35
Programmable Contacts | SDTAM 24/415 V AC/DC overload fault indication |  | Micrologic 2 M/6 E-M | LV429424 | 23260 | 35
Voltage Release Shunt (AC) | Shunt Release | 24 V 50/60 Hz | 100-630A | LV429384 | 4120 | 35
Voltage Release Shunt (AC) | Shunt Release | 48 V 50/60 Hz | 100-630A | LV429385 | 4230 | 35
Voltage Release Shunt (AC) | Shunt Release | 110-130 V 50/60 Hz | 100-630A | LV429386 | 4120 | 35
Voltage Release Shunt (AC) | Shunt Release | 220-240 V 50/60 Hz | 100-630A | LV429387 | 4120 | 35
Voltage Release Shunt (AC) | Shunt Release | 380-415 V 50 Hz | 100-630A | LV429388 | 4120 | 35
Voltage Release Shunt (AC) | Shunt Release | 525 V 50 Hz | 100-630A | LV429389 | 4230 | 35
Voltage Release Shunt (DC) | Shunt Release | 12 V | 100-630A | LV429382 | 4120 | 35
Voltage Release Shunt (DC) | Shunt Release | 24 V | 100-630A | LV429390 | 4120 | 35
Voltage Release Shunt (DC) | Shunt Release | 30 V | 100-630A | LV429391 | 4230 | 35
Voltage Release Shunt (DC) | Shunt Release | 48 V | 100-630A | LV429392 | 4120 | 35
Voltage Release Shunt (DC) | Shunt Release | 60 V | 100-630A | LV429383 | 6000 | 35
Voltage Release Shunt (DC) | Shunt Release | 125 V | 100-630A | LV429393 | 4120 | 35
Voltage Release Shunt (DC) | Shunt Release | 250 V | 100-630A | LV429394 | 4120 | 35
Voltage Release Undervoltage (AC) | Undervoltage Release | 24 V 50/60 Hz | 100-630A | LV429404 | 5110 | 35
Voltage Release Undervoltage (AC) | Undervoltage Release | 48 V 50/60 Hz | 100-630A | LV429405 | 5240 | 35
Voltage Release Undervoltage (AC) | Undervoltage Release | 110-130 V 50/60 Hz | 100-630A | LV429406 | 5110 | 35
Voltage Release Undervoltage (AC) | Undervoltage Release | 220-240 V 50/60 Hz | 100-630A | LV429407 | 5110 | 35
Voltage Release Undervoltage (AC) | Undervoltage Release | 380-415 V 50 Hz | 100-630A | LV429408 | 5110 | 35
Voltage Release Undervoltage (AC) | Undervoltage Release | 525 V 50 Hz | 100-630A | LV429409 | 7510 | 35
Voltage Release Undervoltage (DC) | Undervoltage Release | 12 V | 100-630A | LV429402 | 5180 | 35
Voltage Release Undervoltage (DC) | Undervoltage Release | 24 V | 100-630A | LV429410 | 5060 | 35
Voltage Release Undervoltage (DC) | Undervoltage Release | 30 V | 100-630A | LV429411 | 7510 | 35
Voltage Release Undervoltage (DC) | Undervoltage Release | 48 V | 100-630A | LV429412 | 5180 | 35
Voltage Release Undervoltage (DC) | Undervoltage Release | 60 V | 100-630A | LV429403 | 7320 | 35
Voltage Release Undervoltage (DC) | Undervoltage Release | 125 V | 100-630A | LV429413 | 5060 | 35
Voltage Release Undervoltage (DC) | Undervoltage Release | 250 V | 100-630A | LV429414 | 5010 | 35
Spreaders & Phase Barrier | Spreaders (Set of 3) 3P |  | 100/160/250A | LV431563 | 1070 | 35
Spreaders & Phase Barrier | Spreaders (Set of 3) 3P |  | 400/630A | 32492 | 2870 | 35
Spreaders & Phase Barrier | Spreaders (Set of 4) 4P |  | 100/160/250A | LV431564 | 1420 | 35
Spreaders & Phase Barrier | Spreaders (Set of 4) 4P |  | 400/630A | 32493 | 3590 | 35
Spreaders & Phase Barrier | Phase Barrier (Set of 6) |  | 400/630A | LV432570 | 1350 | 35
Interlocking | For Breaker with Rotary Handle |  | 100/160/250A | LV429369 | 15520 | 35
Interlocking | For Breaker with Rotary Handle |  | 400/630A | LV432621 | 19630 | 35
Interlocking | For Breaker with Toggle |  | 100/160/250A | LV429354 | 19120 | 35
Interlocking | For Breaker with Toggle |  | 400/630A | LV432614 | 19830 | 35
Locking of Rotary Handle | Locking Device |  | 100/160/250A | LV429344 | 1000 | 35
Locking of Rotary Handle | Locking Device |  | 400/630A | LV432604 | 1350 | 35
Locking of Rotary Handle | Ronis Keylock (1 Lock + 1 Key) |  | 100-630A | 41940 | 7755 | 35
Locking of Rotary Handle | Ronis Keylock (2 Locks + 1 Key) |  | 100-630A | 41950 | 13053 | 35
Locking of Rotary Handle | Profalux Keylock (1 Lock + 1 Key) |  | 100-630A | 42888 | 12120 | 35
Locking of Rotary Handle | Profalux Keylock (2 Locks + 1 Key) |  | 100-630A | 42878 | 15210 | 35
Motor Mechanism (AC 50/60Hz) | Motor Mechanism Module w/ SDE adaptor | 48-60 V | 100/160A | LV429440 | 50580 | 36
Motor Mechanism (AC 50/60Hz) | Motor Mechanism Module w/ SDE adaptor | 48-60 V | 250A | LV431548 | 55900 | 36
Motor Mechanism (AC 50/60Hz) | Motor Mechanism Module w/ SDE adaptor | 48-60 V | 400/630A | LV432639 | 66580 | 36
Motor Mechanism (AC 50/60Hz) | Motor Mechanism Module w/ SDE adaptor | 110-130 V | 100/160A | LV429433 | 41440 | 36
Motor Mechanism (AC 50/60Hz) | Motor Mechanism Module w/ SDE adaptor | 110-130 V | 250A | LV431540 | 45580 | 36
Motor Mechanism (AC 50/60Hz) | Motor Mechanism Module w/ SDE adaptor | 110-130 V | 400/630A | LV432640 | 66580 | 36
Motor Mechanism (AC 50/60Hz) | Motor Mechanism Module w/ SDE adaptor | 220-240 V | 100/160A | LV429434 | 42620 | 36
Motor Mechanism (AC 50/60Hz) | Motor Mechanism Module w/ SDE adaptor | 220-240 V | 250A | LV431541 | 47100 | 36
Motor Mechanism (AC 50/60Hz) | Motor Mechanism Module w/ SDE adaptor | 220-240 V | 400/630A | LV432641 | 68460 | 36
Motor Mechanism (AC 50/60Hz) | Motor Mechanism Module w/ SDE adaptor | 380-415 V | 100/160A | LV429435 | 41440 | 36
Motor Mechanism (AC 50/60Hz) | Motor Mechanism Module w/ SDE adaptor | 380-415 V | 250A | LV431542 | 45800 | 36
Motor Mechanism (AC 50/60Hz) | Motor Mechanism Module w/ SDE adaptor | 380-415 V | 400/630A | LV432642 | 66300 | 36
Motor Mechanism (AC 50/60Hz) | Motor Mechanism Module w/ SDE adaptor | 440-480 V | 100/160A | LV429435 | 41440 | 36
Motor Mechanism (AC 50/60Hz) | Motor Mechanism Module w/ SDE adaptor | 440-480 V | 250A | LV431542 | 45800 | 36
Motor Mechanism (AC 50/60Hz) | Motor Mechanism Module w/ SDE adaptor | 440-480 V | 400/630A | LV432647 | 66250 | 36
Motor Mechanism (DC) | Motor Mechanism Module w/ SDE adaptor | 24-30 V | 100/160A | LV429436 | 56770 | 36
Motor Mechanism (DC) | Motor Mechanism Module w/ SDE adaptor | 24-30 V | 250A | LV431543 | 61560 | 36
Motor Mechanism (DC) | Motor Mechanism Module w/ SDE adaptor | 24-30 V | 400/630A | LV432643 | 81340 | 36
Motor Mechanism (DC) | Motor Mechanism Module w/ SDE adaptor | 48-60 V | 100/160A | LV429437 | 56770 | 36
Motor Mechanism (DC) | Motor Mechanism Module w/ SDE adaptor | 48-60 V | 250A | LV431544 | 61560 | 36
Motor Mechanism (DC) | Motor Mechanism Module w/ SDE adaptor | 48-60 V | 400/630A | LV432644 | 81340 | 36
Motor Mechanism (DC) | Motor Mechanism Module w/ SDE adaptor | 110-130 V | 100/160A | LV429438 | 56770 | 36
Motor Mechanism (DC) | Motor Mechanism Module w/ SDE adaptor | 110-130 V | 250A | LV431545 | 61560 | 36
Motor Mechanism (DC) | Motor Mechanism Module w/ SDE adaptor | 110-130 V | 400/630A | LV432645 | 81340 | 36
Motor Mechanism (DC) | Motor Mechanism Module w/ SDE adaptor | 250 V | 100/160A | LV429439 | 56770 | 36
Motor Mechanism (DC) | Motor Mechanism Module w/ SDE adaptor | 250 V | 250A | LV431546 | 61560 | 36
Motor Mechanism (DC) | Motor Mechanism Module w/ SDE adaptor | 250 V | 400/630A | LV432646 | 81340 | 36
Locking of Motor Mechanism | Keylock adaptor + Ronis keylock (special) |  | 100/160/250A | LV429449 | 5740 | 36
Locking of Motor Mechanism | Locking Device |  | 400/630A | LV432649 | 2040 | 36
Locking of Motor Mechanism | Ronis Keylock |  | 400/630A | 41940 | 7755 | 36
Locking of Motor Mechanism | Profalux Keylock |  | 400/630A | 42888 | 12120 | 36
Locking of Motor Mechanism | Torque Limiting Screws (Set of 12) |  | 100/160/250A | LV429513 | 4610 | 36
Locking of Motor Mechanism | Torque Limiting Screws (Set of 12) |  | 400/630A | LV432513 | 5020 | 36
Monitoring & Control | Switchboard front display module FDM121 | ULP Display | NSX100-630 | TRV00121 | 22810 | 36
Monitoring & Control | BSCM Modbus SL Cord .33m | Modbus SL wiring | NSX100-630 | LV424221 | On Request | 36
Monitoring & Control | BSCM Modbus SL Cord 1.3m | Modbus SL wiring | NSX100-630 | LV434222 | 1720 | 36
Monitoring & Control | 5 RJ45/RJ45 MALE Cord L=1m | Modbus SL wiring | NSX100-630 | TRV00810 | 4810 | 36
Monitoring & Control | 10 Stacking connectors for COM interface | Modbus SL wiring | NSX100-630 | TRV00217 | 7770 | 36
Monitoring & Control | Modbus SL Hub | Modbus SL/ULP | NSX100-630 | LV434224 | 4600 | 36
Monitoring & Control | BSCM Modbus SL/ULP | Modbus SL/ULP | NSX100-630 | LV434220 | 11530 | 36
Monitoring & Control | External power supply module 24V DC-1A OVC IV | 200-240 V AC | NSX100-630 | LV454444 | 24890 | 36
Monitoring & Control | Pocket battery for Micrologic |  | NSX100-630 | LV434206 | 28730 | 36
Rotary Handle | Standard direct black handle |  | 100/160/250A | LV429337T | 2090 | 37
Rotary Handle | Standard direct black handle |  | 400/630A | LV432597T | 3150 | 37
Rotary Handle | Standard extended rotary handle |  | 100/160/250A | LV429338T | 2870 | 37
Rotary Handle | Standard extended rotary handle |  | 400/630A | LV432598T | 5100 | 37
Plug in Base (Complete Kit) | 3 Pole |  | 100/160/250A | LV429289 | 16920 | 37
Plug in Base (Complete Kit) | 3 Pole |  | 400/630A | LV432538 | 39940 | 37
Plug in Base (Complete Kit) | 4 Pole |  | 100/160/250A | LV429290 | 21920 | 37
Plug in Base (Complete Kit) | 4 Pole |  | 400/630A | LV432539 | 49780 | 37
Draw-Out Chassis Kit | 3P Chassis Side Plate for base |  | 100/160/250A | LV429282 | 22360 | 37
Draw-Out Chassis Kit | 3P Chassis Side Plate for base |  | 400/630A | LV432532 | 28300 | 37
Draw-Out Chassis Kit | 3P Chassis Side Plate for breaker |  | 100/160/250A | LV429283 | 11860 | 37
Draw-Out Chassis Kit | 3P Chassis Side Plate for breaker |  | 400/630A | LV432533 | 16500 | 37
Draw-Out Chassis Kit | 4P Chassis Side Plate for base |  | 100/160/250A | LV429282 | 22360 | 37
Draw-Out Chassis Kit | 4P Chassis Side Plate for base |  | 400/630A | LV432532 | 28300 | 37
Draw-Out Chassis Kit | 4P Chassis Side Plate for breaker |  | 100/160/250A | LV429283 | 11860 | 37
Draw-Out Chassis Kit | 4P Chassis Side Plate for breaker |  | 400/630A | LV432533 | 16500 | 37
Plug-in/Withdrawable Connectors | 9-wire fixed connector (for base) |  | 100/160/250A | LV429273 | 2350 | 37
Plug-in/Withdrawable Connectors | 9-wire fixed connector (for base) |  | 400/630A | LV429273 | 2350 | 37
Plug-in/Withdrawable Connectors | 9-wire moving connector (for CB) |  | 100/160/250A | LV429274 | 1650 | 37
Plug-in/Withdrawable Connectors | 9-wire moving connector (for CB) |  | 400/630A | LV432523 | 1780 | 37
Plug-in/Withdrawable Connectors | Support for 2 moving connectors |  | 100/160/250A | LV429275 | 1260 | 37
Plug-in/Withdrawable Connectors | Support for 2 moving connectors |  | 400/630A | LV432525 | 1260 | 37
Plug-in/Withdrawable Connectors | 9-wire manual aux connector (fixed+moving) |  | 100-630A | LV429272 | 7940 | 37

## Earth Leakage & GFP
Earth Leakage & GFP
Source: Schneider Electric LV Distribution Products Price List, W.E.F. 01-Apr-2026. Prices INR (MRP).
Group | Description | Applicability | Poles/Mount | Reference | Unit_MRP | Page
Ground Fault Protection (GFP module) | CVS/NSX100 3Ph+3W | 32-100A | 3Ph+3W | GFP11CT13P | 10080 | 38
Ground Fault Protection (GFP module) | CVS/NSX100 3Ph+4W | 32-100A | 3Ph+4W | GFP11CT14P | 11040 | 38
Ground Fault Protection (GFP module) | CVS/NSX160/250 3Ph+3W | 125-250A | 3Ph+3W | GFP12CT23P | 11450 | 38
Ground Fault Protection (GFP module) | CVS/NSX160/250 3Ph+4W | 125-250A | 3Ph+4W | GFP12CT24P | 12940 | 38
Ground Fault Protection (GFP module) | CVS/NSX400/630 3Ph+3W | 400-630A | 3Ph+3W | GFP13CT33P | 17330 | 38
Ground Fault Protection (GFP module) | CVS/NSX400/630 3Ph+4W | 400-630A | 3Ph+4W | GFP13CT34P | 18910 | 38
VigiPacT Earth Leakage Add-on | NSX-100/160 | In 0.03-3A | 3P | LV429488 | 35650 | 38
VigiPacT Earth Leakage Add-on | NSX-100/160 | In 0.03-3A | 4P | LV429489 | 39390 | 38
VigiPacT Earth Leakage Add-on | NSX-250 | In 0.03-3A | 3P | LV429492 | 39310 | 38
VigiPacT Earth Leakage Add-on | NSX-250 | In 0.03-3A | 4P | LV429493 | 40190 | 38
VigiPacT Earth Leakage Add-on | NSX-400/630 | In 0.03-3A | 3P | LV432464 | 97330 | 38
VigiPacT Earth Leakage Add-on | NSX-400/630 | In 0.03-3A | 4P | LV432465 | 104230 | 38
Vigirex Earth Leakage Relay | RH10 local manual fault reset (Sens 0.03A) | 220/240VAC | Din rail mount | 56130 | 23070 | 44
Vigirex Earth Leakage Relay | RH10 local manual fault reset (Sens 0.03A) | 220/240VAC | Front panel mount | 56230 | 24120 | 44
Vigirex Earth Leakage Relay | RH10 local manual fault reset (Sens 0.03A) | 380/415VAC | Din rail mount | 56140 | 23070 | 44
Vigirex Earth Leakage Relay | RH10 local manual fault reset (Sens 0.03A) | 380/415VAC | Front panel mount | 56240 | 34110 | 44
Vigirex Earth Leakage Relay | RH99 local manual reset (0.03-30A, 0-4.5s) | 220/240VAC | Din rail mount | 56173 | 34850 | 44
Vigirex Earth Leakage Relay | RH99 local manual reset (0.03-30A, 0-4.5s) | 220/240VAC | Front panel mount | 56273 | 37710 | 44
Vigirex Earth Leakage Relay | RH99 local manual reset (0.03-30A, 0-4.5s) | 380/415VAC | Din rail mount | 56174 | 38420 | 44
Vigirex Earth Leakage Relay | RH99 local manual reset (0.03-30A, 0-4.5s) | 380/415VAC | Front panel mount | 56274 | 39610 | 44
Vigirex Earth Leakage Relay | RH197P manual/auto reset, alarm 50% (0.03-30A) | 220/240VAC | Front panel mount | 56507 | 40600 | 44
Vigirex Earth Leakage Relay | RH197P manual/auto reset, alarm 50% (0.03-30A) | 380/415VAC | Front panel mount | 56508 | 93020 | 44
Vigirex Earth Leakage Relay | RH197P manual/auto reset, alarm 100% (0.03-30A) | 220/240VAC | Front panel mount | 56512 | 89490 | 44
Vigirex Earth Leakage Relay | RH197P manual/auto reset, alarm 100% (0.03-30A) | 380/415VAC | Front panel mount | 56513 | 43060 | 44
Vigirex Sensor (Toroid) | TA30 - 65A rated | Inside dia 30mm | Ie 65A | 50437 | 14020 | 44
Vigirex Sensor (Toroid) | PA50 - 85A rated | Inside dia 50mm | Ie 85A | 50438 | 19520 | 44
Vigirex Sensor (Toroid) | IA80 - 160A rated | Inside dia 80mm | Ie 160A | 50439 | 23220 | 44
Vigirex Sensor (Toroid) | MA120 - 250A rated | Inside dia 120mm | Ie 250A | 50440 | 27930 | 44
Vigirex Sensor (Toroid) | SA200 - 400A rated | Inside dia 200mm | Ie 400A | 50441 | 43410 | 44
Vigirex Sensor (Toroid) | GA300 - 630A rated | Inside dia 300mm | Ie 630A | 50442 | 90040 | 44

## Switch Disc & Fuse
Switch Disc & Fuse
Source: Schneider Electric LV Distribution Products Price List, W.E.F. 01-Apr-2026. Prices INR (MRP).
Family | Category | Poles | Rated_A | Type/Detail | Reference | Unit_MRP | Page | Notes
ComPact INS/INV | Switch Disconnector (Interpact) | 3P | 40 | AC-23A | 28900 | 9190 | 45
ComPact INS/INV | Switch Disconnector (Interpact) | 3P | 63 | AC-23A | 28902 | 11090 | 45
ComPact INS/INV | Switch Disconnector (Interpact) | 3P | 100 | AC-23A | 28908 | 13070 | 45
ComPact INS/INV | Switch Disconnector (Interpact) | 3P | 125 | AC-23A | 28910 | 14610 | 45
ComPact INS/INV | Switch Disconnector (Interpact) | 3P | 160 | AC-23A | 28912 | 15880 | 45
ComPact INS/INV | Switch Disconnector (Interpact) | 3P | 200 | AC-23A | 31102 | 27600 | 45
ComPact INS/INV | Switch Disconnector (Interpact) | 3P | 250 | AC-23A | 31106 | 29150 | 45
ComPact INS/INV | Switch Disconnector (Interpact) | 3P | 320 | AC-23A | 31108 | 47490 | 45
ComPact INS/INV | Switch Disconnector (Interpact) | 3P | 400 | AC-23A | 31110 | 53480 | 45
ComPact INS/INV | Switch Disconnector (Interpact) | 3P | 630 | AC-23A | 31114 | 55050 | 45
ComPact INS/INV | Switch Disconnector (Interpact) | 4P | 40 | AC-23A | 28901 | 10260 | 45
ComPact INS/INV | Switch Disconnector (Interpact) | 4P | 63 | AC-23A | 28903 | 12140 | 45
ComPact INS/INV | Switch Disconnector (Interpact) | 4P | 100 | AC-23A | 28909 | 14270 | 45
ComPact INS/INV | Switch Disconnector (Interpact) | 4P | 125 | AC-23A | 28911 | 15900 | 45
ComPact INS/INV | Switch Disconnector (Interpact) | 4P | 160 | AC-23A | 28913 | 17550 | 45
ComPact INS/INV | Switch Disconnector (Interpact) | 4P | 200 | AC-23A | 31103 | 31580 | 45
ComPact INS/INV | Switch Disconnector (Interpact) | 4P | 250 | AC-23A | 31107 | 32370 | 45
ComPact INS/INV | Switch Disconnector (Interpact) | 4P | 320 | AC-23A | 31109 | 55000 | 45
ComPact INS/INV | Switch Disconnector (Interpact) | 4P | 400 | AC-23A | 31111 | 56810 | 45
ComPact INS/INV | Switch Disconnector (Interpact) | 4P | 630 | AC-23A | 31115 | 63660 | 45
ComPact INS/INV | Changeover System (Complete) | 3P | 100 | AC-23A | 31140 | 79350 | 45
ComPact INS/INV | Changeover System (Complete) | 3P | 160 | AC-23A | 31144 | 81540 | 45
ComPact INS/INV | Changeover System (Complete) | 3P | 200 | AC-23A | 31142 | 85820 | 45
ComPact INS/INV | Changeover System (Complete) | 3P | 250 | AC-23A | 31146 | 94250 | 45
ComPact INS/INV | Changeover System (Complete) | 3P | 320 | AC-23A | 31148 | 112150 | 45
ComPact INS/INV | Changeover System (Complete) | 3P | 400 | AC-23A | 31150 | 147730 | 45
ComPact INS/INV | Changeover System (Complete) | 3P | 630 | AC-23A | 31154 | 157890 | 45
ComPact INS/INV | Changeover System (Complete) | 4P | 100 | AC-23A | 31141 | 80160 | 45
ComPact INS/INV | Changeover System (Complete) | 4P | 160 | AC-23A | 31145 | 84890 | 45
ComPact INS/INV | Changeover System (Complete) | 4P | 200 | AC-23A | 31143 | 87090 | 45
ComPact INS/INV | Changeover System (Complete) | 4P | 250 | AC-23A | 31147 | 102450 | 45
ComPact INS/INV | Changeover System (Complete) | 4P | 320 | AC-23A | 31149 | 137210 | 45
ComPact INS/INV | Changeover System (Complete) | 4P | 400 | AC-23A | 31151 | 151650 | 45
ComPact INS/INV | Changeover System (Complete) | 4P | 630 | AC-23A | 31155 | 160660 | 45
ComPact INS/INV | INS/INV Accessory | - | - | Ext rotary handle INS 250 black | LV431050 | 8170 | 45
ComPact INS/INV | INS/INV Accessory | - | - | Ext rotary handle INS 320..630 black | 31052 | 11520 | 45
ComPact INS/INV | INS/INV Accessory | - | - | Ext rotary handle INS 40..160 black | LV428941 | 4160 | 45
ComPact INS/INV | INS/INV Accessory | - | - | 6 phase separators INS100..160 | 28959 | 1830 | 45
ComPact INS/INV | INS/INV Accessory | - | - | 6 phase separators INS250 | 29329 | 1980 | 45
ComPact INS/INV | INS/INV Accessory | - | - | 6 phase separators INS400..630 | LV432570 | 1350 | 45
FuPact NX | Switch Disconnector Fuse (DIN/BS) | 3P+N | 32 | DIN/BS fuse | NX032TPNDI | 5030 | 47
FuPact NX | Switch Disconnector Fuse (DIN/BS) | 3P+N | 63 | DIN/BS fuse | NX063TPNDI | 6670 | 47
FuPact NX | Switch Disconnector Fuse (DIN/BS) | 3P+N | 80 | DIN/BS fuse | NX080TPNDI | 12580 | 47
FuPact NX | Switch Disconnector Fuse (DIN/BS) | 3P | 100 | DIN/BS fuse | NX100TPXDI | 14030 | 47
FuPact NX | Switch Disconnector Fuse (DIN/BS) | 3P+N | 100 | DIN/BS fuse | NX100TPNDI | 14430 | 47
FuPact NX | Switch Disconnector Fuse (DIN/BS) | 3P | 125 | DIN/BS fuse | NX125TPXDI | 16370 | 47
FuPact NX | Switch Disconnector Fuse (DIN/BS) | 3P+N | 125 | DIN/BS fuse | NX125TPNDI | 17710 | 47
FuPact NX | Switch Disconnector Fuse (DIN/BS) | 3P+N | 160 | DIN/BS fuse | NX160TPNDI | 19300 | 47
FuPact NX | Switch Disconnector Fuse (DIN/BS) | 3P+N | 200 | DIN/BS fuse | NX200TPNDI | 24790 | 47
FuPact NX | Switch Disconnector Fuse (DIN/BS) | 3P | 250 | DIN/BS fuse | NX250TPXDI | 29210 | 47
FuPact NX | Switch Disconnector Fuse (DIN/BS) | 3P+N | 250 | DIN/BS fuse | NX250TPNDI | 29810 | 47
FuPact NX | Switch Disconnector Fuse (DIN/BS) | 4P | 250 | DIN/BS fuse | NX250FPXDI | 35710 | 47
FuPact NX | Switch Disconnector Fuse (DIN/BS) | 3P+N | 315 | DIN/BS fuse | NX315TPNDI | 36900 | 47
FuPact NX | Switch Disconnector Fuse (DIN/BS) | 3P+N | 400 | DIN/BS fuse | NX400TPNDI | 50490 | 47
FuPact NX | Switch Disconnector Fuse (DIN/BS) | 3P | 630 | DIN/BS fuse | NX630TPXDI | 72470 | 47
FuPact NX | Switch Disconnector Fuse (DIN/BS) | 3P+N | 630 | DIN/BS fuse | NX630TPNDI | 73450 | 47
FuPact NX | FuPact Accessory | - | - | NX032/063/080: Auxiliary contact for FuPact | NXAA11 | 1340 | 47
FuPact NX | FuPact Accessory | - | - | NX032/063/080: Handle operating mech (HOM) NX032..080 | NXR1 | 970 | 47
FuPact NX | FuPact Accessory | - | - | NX100/125/160: Auxiliary contact for FuPact | NXBA11 | 1250 | 47
FuPact NX | FuPact Accessory | - | - | NX100/125/160: Fuse holder DIN for BS NX100..160 | NXHB21 | 480 | 47
FuPact NX | FuPact Accessory | - | - | NX100/125/160: Handle operating mech NX100..160 | NXR2 | 1830 | 47
FuPact NX | FuPact Accessory | - | - | NX200: Auxiliary contact for FuPact | NXBA11 | 1250 | 47
FuPact NX | FuPact Accessory | - | - | NX200: Fuse holder BS NX200 | NXHB22 | 490 | 47
FuPact NX | FuPact Accessory | - | - | NX200: Fuse holder DIN NX200 | NXHD22 | 560 | 47
FuPact NX | FuPact Accessory | - | - | NX200: Handle operating mech NX200 | NXR2 | 1830 | 47
FuPact NX | FuPact Accessory | - | - | NX250/315/400: Auxiliary contact for FuPact | NXBA11 | 1250 | 47
FuPact NX | FuPact Accessory | - | - | NX250/315/400: Handle operating mech NX250..400 | NXR3 | 1890 | 47
FuPact NX | FuPact Accessory | - | - | NX630: Auxiliary contact for FuPact | NXBA11 | 1250 | 47

## Air Circuit Breakers (NW)
Air Circuit Breakers (NW)
Source: Schneider Electric LV Distribution Products Price List, W.E.F. 01-Apr-2026. Prices INR (MRP). EasyPact NW Type N Icu=Ics=Icw(1s)=50kA @440V.
Range | Rating_A | Mounting | Poles | Operation | Trip_System | Breaking_kA | Reference | Unit_MRP | Page
800-4000A | 800 | Draw-out | 3P | Manual | TS6S (LSIG) | 50 | ENW208N3MW6S | 357810 | 54
800-4000A | 800 | Draw-out | 3P | Electrical | TS6S (LSIG) | 50 | ENW208N3NW6S | 463410 | 54
800-4000A | 800 | Draw-out | 4P | Manual | TS6S (LSIG) | 50 | ENW208N4MW6S | 449110 | 54
800-4000A | 800 | Draw-out | 4P | Electrical | TS6S (LSIG) | 50 | ENW208N4NW6S | 554700 | 54
800-4000A | 1000 | Draw-out | 3P | Manual | TS6S (LSIG) | 50 | ENW210N3MW6S | 375890 | 54
800-4000A | 1000 | Draw-out | 3P | Electrical | TS6S (LSIG) | 50 | ENW210N3NW6S | 481490 | 54
800-4000A | 1000 | Draw-out | 4P | Manual | TS6S (LSIG) | 50 | ENW210N4MW6S | 470530 | 54
800-4000A | 1000 | Draw-out | 4P | Electrical | TS6S (LSIG) | 50 | ENW210N4NW6S | 576110 | 54
800-4000A | 1250 | Draw-out | 3P | Manual | TS6S (LSIG) | 50 | ENW212N3MW6S | 418530 | 54
800-4000A | 1250 | Draw-out | 3P | Electrical | TS6S (LSIG) | 50 | ENW212N3NW6S | 524130 | 54
800-4000A | 1250 | Draw-out | 4P | Manual | TS6S (LSIG) | 50 | ENW212N4MW6S | 521160 | 54
800-4000A | 1250 | Draw-out | 4P | Electrical | TS6S (LSIG) | 50 | ENW212N4NW6S | 626750 | 54
800-4000A | 1600 | Draw-out | 3P | Manual | TS6S (LSIG) | 50 | ENW216N3MW6S | 475680 | 54
800-4000A | 1600 | Draw-out | 3P | Electrical | TS6S (LSIG) | 50 | ENW216N3NW6S | 581270 | 54
800-4000A | 1600 | Draw-out | 4P | Manual | TS6S (LSIG) | 50 | ENW216N4MW6S | 580430 | 54
800-4000A | 1600 | Draw-out | 4P | Electrical | TS6S (LSIG) | 50 | ENW216N4NW6S | 686030 | 54
800-4000A | 2000 | Draw-out | 3P | Manual | TS6S (LSIG) | 50 | ENW220N3MW6S | 663500 | 54
800-4000A | 2000 | Draw-out | 3P | Electrical | TS6S (LSIG) | 50 | ENW220N3NW6S | 769100 | 54
800-4000A | 2000 | Draw-out | 4P | Manual | TS6S (LSIG) | 50 | ENW220N4MW6S | 814850 | 54
800-4000A | 2000 | Draw-out | 4P | Electrical | TS6S (LSIG) | 50 | ENW220N4NW6S | 920440 | 54
800-4000A | 2500 | Draw-out | 3P | Manual | TS6S (LSIG) | 50 | ENW225N3MW6S | 820260 | 54
800-4000A | 2500 | Draw-out | 3P | Electrical | TS6S (LSIG) | 50 | ENW225N3NW6S | 925850 | 54
800-4000A | 2500 | Draw-out | 4P | Manual | TS6S (LSIG) | 50 | ENW225N4MW6S | 996790 | 54
800-4000A | 2500 | Draw-out | 4P | Electrical | TS6S (LSIG) | 50 | ENW225N4NW6S | 1102380 | 54
800-4000A | 3200 | Draw-out | 3P | Manual | TS6S (LSIG) | 50 | ENW232N3MW6S | 991730 | 54
800-4000A | 3200 | Draw-out | 3P | Electrical | TS6S (LSIG) | 50 | ENW232N3NW6S | 1097320 | 54
800-4000A | 3200 | Draw-out | 4P | Manual | TS6S (LSIG) | 50 | ENW232N4MW6S | 1216020 | 54
800-4000A | 3200 | Draw-out | 4P | Electrical | TS6S (LSIG) | 50 | ENW232N4NW6S | 1321610 | 54
800-4000A | 4000 | Draw-out | 3P | Manual | TS6S (LSIG) | 50 | ENW240N3MW6S | 1212950 | 54
800-4000A | 4000 | Draw-out | 3P | Electrical | TS6S (LSIG) | 50 | ENW240N3NW6S | 1318540 | 54
800-4000A | 4000 | Draw-out | 4P | Manual | TS6S (LSIG) | 50 | ENW240N4MW6S | 1558180 | 54
800-4000A | 4000 | Draw-out | 4P | Electrical | TS6S (LSIG) | 50 | ENW240N4NW6S | 1663780 | 54
800-4000A | 800 | Draw-out | 3P | Manual | TS2S (LSI) | 50 | ENW208N3MW2S | 348990 | 55
800-4000A | 800 | Draw-out | 3P | Electrical | TS2S (LSI) | 50 | ENW208N3NW2S | 454580 | 55
800-4000A | 800 | Draw-out | 4P | Manual | TS2S (LSI) | 50 | ENW208N4MW2S | 440290 | 55
800-4000A | 800 | Draw-out | 4P | Electrical | TS2S (LSI) | 50 | ENW208N4NW2S | 545880 | 55
800-4000A | 1000 | Draw-out | 3P | Manual | TS2S (LSI) | 50 | ENW210N3MW2S | 367070 | 55
800-4000A | 1000 | Draw-out | 3P | Electrical | TS2S (LSI) | 50 | ENW210N3NW2S | 472660 | 55
800-4000A | 1000 | Draw-out | 4P | Manual | TS2S (LSI) | 50 | ENW210N4MW2S | 461700 | 55
800-4000A | 1000 | Draw-out | 4P | Electrical | TS2S (LSI) | 50 | ENW210N4NW2S | 567290 | 55
800-4000A | 1250 | Draw-out | 3P | Manual | TS2S (LSI) | 50 | ENW212N3MW2S | 409710 | 55
800-4000A | 1250 | Draw-out | 3P | Electrical | TS2S (LSI) | 50 | ENW212N3NW2S | 515300 | 55
800-4000A | 1250 | Draw-out | 4P | Manual | TS2S (LSI) | 50 | ENW212N4MW2S | 512330 | 55
800-4000A | 1250 | Draw-out | 4P | Electrical | TS2S (LSI) | 50 | ENW212N4NW2S | 617930 | 55
800-4000A | 1600 | Draw-out | 3P | Manual | TS2S (LSI) | 50 | ENW216N3MW2S | 466860 | 55
800-4000A | 1600 | Draw-out | 3P | Electrical | TS2S (LSI) | 50 | ENW216N3NW2S | 572450 | 55
800-4000A | 1600 | Draw-out | 4P | Manual | TS2S (LSI) | 50 | ENW216N4MW2S | 571600 | 55
800-4000A | 1600 | Draw-out | 4P | Electrical | TS2S (LSI) | 50 | ENW216N4NW2S | 677200 | 55
800-4000A | 2000 | Draw-out | 3P | Manual | TS2S (LSI) | 50 | ENW220N3MW2S | 654680 | 55
800-4000A | 2000 | Draw-out | 3P | Electrical | TS2S (LSI) | 50 | ENW220N3NW2S | 760270 | 55
800-4000A | 2000 | Draw-out | 4P | Manual | TS2S (LSI) | 50 | ENW220N4MW2S | 806030 | 55
800-4000A | 2000 | Draw-out | 4P | Electrical | TS2S (LSI) | 50 | ENW220N4NW2S | 911610 | 55
800-4000A | 2500 | Draw-out | 3P | Manual | TS2S (LSI) | 50 | ENW225N3MW2S | 811430 | 55
800-4000A | 2500 | Draw-out | 3P | Electrical | TS2S (LSI) | 50 | ENW225N3NW2S | 917030 | 55
800-4000A | 2500 | Draw-out | 4P | Manual | TS2S (LSI) | 50 | ENW225N4MW2S | 987970 | 55
800-4000A | 2500 | Draw-out | 4P | Electrical | TS2S (LSI) | 50 | ENW225N4NW2S | 1093550 | 55
800-4000A | 3200 | Draw-out | 3P | Manual | TS2S (LSI) | 50 | ENW232N3MW2S | 982910 | 55
800-4000A | 3200 | Draw-out | 3P | Electrical | TS2S (LSI) | 50 | ENW232N3NW2S | 1088490 | 55
800-4000A | 3200 | Draw-out | 4P | Manual | TS2S (LSI) | 50 | ENW232N4MW2S | 1207180 | 55
800-4000A | 3200 | Draw-out | 4P | Electrical | TS2S (LSI) | 50 | ENW232N4NW2S | 1312780 | 55
800-4000A | 4000 | Draw-out | 3P | Manual | TS2S (LSI) | 50 | ENW240N3MW2S | 1204120 | 55
800-4000A | 4000 | Draw-out | 3P | Electrical | TS2S (LSI) | 50 | ENW240N3NW2S | 1309720 | 55
800-4000A | 4000 | Draw-out | 4P | Manual | TS2S (LSI) | 50 | ENW240N4MW2S | 1549360 | 55
800-4000A | 4000 | Draw-out | 4P | Electrical | TS2S (LSI) | 50 | ENW240N4NW2S | 1654950 | 55
800-4000A | 800 | Fixed | 3P | Manual | TS6S (LSIG) | 50 | ENW208N3MF6S | 266810 | 56
800-4000A | 800 | Fixed | 3P | Electrical | TS6S (LSIG) | 50 | ENW208N3NF6S | 372410 | 56
800-4000A | 800 | Fixed | 4P | Manual | TS6S (LSIG) | 50 | ENW208N4MF6S | 339240 | 56
800-4000A | 800 | Fixed | 4P | Electrical | TS6S (LSIG) | 50 | ENW208N4NF6S | 444830 | 56
800-4000A | 1000 | Fixed | 3P | Manual | TS6S (LSIG) | 50 | ENW210N3MF6S | 292070 | 56
800-4000A | 1000 | Fixed | 3P | Electrical | TS6S (LSIG) | 50 | ENW210N3NF6S | 397660 | 56
800-4000A | 1000 | Fixed | 4P | Manual | TS6S (LSIG) | 50 | ENW210N4MF6S | 368420 | 56
800-4000A | 1000 | Fixed | 4P | Electrical | TS6S (LSIG) | 50 | ENW210N4NF6S | 474020 | 56
800-4000A | 1250 | Fixed | 3P | Manual | TS6S (LSIG) | 50 | ENW212N3MF6S | 335700 | 56
800-4000A | 1250 | Fixed | 3P | Electrical | TS6S (LSIG) | 50 | ENW212N3NF6S | 441290 | 56
800-4000A | 1250 | Fixed | 4P | Manual | TS6S (LSIG) | 50 | ENW212N4MF6S | 419410 | 56
800-4000A | 1250 | Fixed | 4P | Electrical | TS6S (LSIG) | 50 | ENW212N4NF6S | 525010 | 56
800-4000A | 1600 | Fixed | 3P | Manual | TS6S (LSIG) | 50 | ENW216N3MF6S | 372630 | 56
800-4000A | 1600 | Fixed | 3P | Electrical | TS6S (LSIG) | 50 | ENW216N3NF6S | 478210 | 56
800-4000A | 1600 | Fixed | 4P | Manual | TS6S (LSIG) | 50 | ENW216N4MF6S | 481680 | 56
800-4000A | 1600 | Fixed | 4P | Electrical | TS6S (LSIG) | 50 | ENW216N4NF6S | 587270 | 56
800-4000A | 2000 | Fixed | 3P | Manual | TS6S (LSIG) | 50 | ENW220N3MF6S | 499590 | 56
800-4000A | 2000 | Fixed | 3P | Electrical | TS6S (LSIG) | 50 | ENW220N3NF6S | 605180 | 56
800-4000A | 2000 | Fixed | 4P | Manual | TS6S (LSIG) | 50 | ENW220N4MF6S | 652880 | 56
800-4000A | 2000 | Fixed | 4P | Electrical | TS6S (LSIG) | 50 | ENW220N4NF6S | 758480 | 56
800-4000A | 2500 | Fixed | 3P | Manual | TS6S (LSIG) | 50 | ENW225N3MF6S | 609050 | 56
800-4000A | 2500 | Fixed | 3P | Electrical | TS6S (LSIG) | 50 | ENW225N3NF6S | 714640 | 56
800-4000A | 2500 | Fixed | 4P | Manual | TS6S (LSIG) | 50 | ENW225N4MF6S | 769470 | 56
800-4000A | 2500 | Fixed | 4P | Electrical | TS6S (LSIG) | 50 | ENW225N4NF6S | 875060 | 56
800-4000A | 3200 | Fixed | 3P | Manual | TS6S (LSIG) | 50 | ENW232N3MF6S | 871820 | 56
800-4000A | 3200 | Fixed | 3P | Electrical | TS6S (LSIG) | 50 | ENW232N3NF6S | 977410 | 56
800-4000A | 3200 | Fixed | 4P | Manual | TS6S (LSIG) | 50 | ENW232N4MF6S | 1075680 | 56
800-4000A | 3200 | Fixed | 4P | Electrical | TS6S (LSIG) | 50 | ENW232N4NF6S | 1181270 | 56
800-4000A | 4000 | Fixed | 3P | Manual | TS6S (LSIG) | 50 | ENW240N3MF6S | 1073610 | 56
800-4000A | 4000 | Fixed | 3P | Electrical | TS6S (LSIG) | 50 | ENW240N3NF6S | 1179210 | 56
800-4000A | 4000 | Fixed | 4P | Manual | TS6S (LSIG) | 50 | ENW240N4MF6S | 1345980 | 56
800-4000A | 4000 | Fixed | 4P | Electrical | TS6S (LSIG) | 50 | ENW240N4NF6S | 1451570 | 56
800-4000A | 800 | Fixed | 3P | Manual | TS2S (LSI) | 50 | ENW208N3MF2S | 257980 | 57
800-4000A | 800 | Fixed | 3P | Electrical | TS2S (LSI) | 50 | ENW208N3NF2S | 363570 | 57
800-4000A | 800 | Fixed | 4P | Manual | TS2S (LSI) | 50 | ENW208N4MF2S | 330420 | 57
800-4000A | 800 | Fixed | 4P | Electrical | TS2S (LSI) | 50 | ENW208N4NF2S | 436010 | 57
800-4000A | 1000 | Fixed | 3P | Manual | TS2S (LSI) | 50 | ENW210N3MF2S | 283240 | 57
800-4000A | 1000 | Fixed | 3P | Electrical | TS2S (LSI) | 50 | ENW210N3NF2S | 388840 | 57
800-4000A | 1000 | Fixed | 4P | Manual | TS2S (LSI) | 50 | ENW210N4MF2S | 359600 | 57
800-4000A | 1000 | Fixed | 4P | Electrical | TS2S (LSI) | 50 | ENW210N4NF2S | 465190 | 57
800-4000A | 1250 | Fixed | 3P | Manual | TS2S (LSI) | 50 | ENW212N3MF2S | 326880 | 57
800-4000A | 1250 | Fixed | 3P | Electrical | TS2S (LSI) | 50 | ENW212N3NF2S | 432470 | 57
800-4000A | 1250 | Fixed | 4P | Manual | TS2S (LSI) | 50 | ENW212N4MF2S | 410590 | 57
800-4000A | 1250 | Fixed | 4P | Electrical | TS2S (LSI) | 50 | ENW212N4NF2S | 516190 | 57
800-4000A | 1600 | Fixed | 3P | Manual | TS2S (LSI) | 50 | ENW216N3MF2S | 363800 | 57
800-4000A | 1600 | Fixed | 3P | Electrical | TS2S (LSI) | 50 | ENW216N3NF2S | 469390 | 57
800-4000A | 1600 | Fixed | 4P | Manual | TS2S (LSI) | 50 | ENW216N4MF2S | 472850 | 57
800-4000A | 1600 | Fixed | 4P | Electrical | TS2S (LSI) | 50 | ENW216N4NF2S | 578450 | 57
800-4000A | 2000 | Fixed | 3P | Manual | TS2S (LSI) | 50 | ENW220N3MF2S | 490770 | 57
800-4000A | 2000 | Fixed | 3P | Electrical | TS2S (LSI) | 50 | ENW220N3NF2S | 596350 | 57
800-4000A | 2000 | Fixed | 4P | Manual | TS2S (LSI) | 50 | ENW220N4MF2S | 644060 | 57
800-4000A | 2000 | Fixed | 4P | Electrical | TS2S (LSI) | 50 | ENW220N4NF2S | 749650 | 57
800-4000A | 2500 | Fixed | 3P | Manual | TS2S (LSI) | 50 | ENW225N3MF2S | 600220 | 57
800-4000A | 2500 | Fixed | 3P | Electrical | TS2S (LSI) | 50 | ENW225N3NF2S | 705820 | 57
800-4000A | 2500 | Fixed | 4P | Manual | TS2S (LSI) | 50 | ENW225N4MF2S | 760640 | 57
800-4000A | 2500 | Fixed | 4P | Electrical | TS2S (LSI) | 50 | ENW225N4NF2S | 866240 | 57
800-4000A | 3200 | Fixed | 3P | Manual | TS2S (LSI) | 50 | ENW232N3MF2S | 862990 | 57
800-4000A | 3200 | Fixed | 3P | Electrical | TS2S (LSI) | 50 | ENW232N3NF2S | 968580 | 57
800-4000A | 3200 | Fixed | 4P | Manual | TS2S (LSI) | 50 | ENW232N4MF2S | 1066860 | 57
800-4000A | 3200 | Fixed | 4P | Electrical | TS2S (LSI) | 50 | ENW232N4NF2S | 1172450 | 57
800-4000A | 4000 | Fixed | 3P | Manual | TS2S (LSI) | 50 | ENW240N3MF2S | 1064790 | 57
800-4000A | 4000 | Fixed | 3P | Electrical | TS2S (LSI) | 50 | ENW240N3NF2S | 1170390 | 57
800-4000A | 4000 | Fixed | 4P | Manual | TS2S (LSI) | 50 | ENW240N4MF2S | 1337160 | 57
800-4000A | 4000 | Fixed | 4P | Electrical | TS2S (LSI) | 50 | ENW240N4NF2S | 1442750 | 57
630-1600A | 630 | Draw-out | 3P | Manual | TS6S (LSIG) | 66 | ENW106C3MW6S | On Request | 59
630-1600A | 630 | Draw-out | 3P | Electrical | TS6S (LSIG) | 66 | ENW106C3NW6S | On Request | 59
630-1600A | 630 | Draw-out | 4P | Manual | TS6S (LSIG) | 66 | ENW106C3MW6S | On Request | 59
630-1600A | 630 | Draw-out | 4P | Electrical | TS6S (LSIG) | 66 | ENW106C3NW6S | On Request | 59
630-1600A | 800 | Draw-out | 3P | Manual | TS6S (LSIG) | 66 | ENW108C3MW6S | On Request | 59
630-1600A | 800 | Draw-out | 3P | Electrical | TS6S (LSIG) | 66 | ENW108C3NW6S | On Request | 59
630-1600A | 800 | Draw-out | 4P | Manual | TS6S (LSIG) | 66 | ENW108C4MW6S | On Request | 59
630-1600A | 800 | Draw-out | 4P | Electrical | TS6S (LSIG) | 66 | ENW108C4NW6S | On Request | 59
630-1600A | 1000 | Draw-out | 3P | Manual | TS6S (LSIG) | 66 | ENW110C3MW6S | On Request | 59
630-1600A | 1000 | Draw-out | 3P | Electrical | TS6S (LSIG) | 66 | ENW110C3NW6S | On Request | 59
630-1600A | 1000 | Draw-out | 4P | Manual | TS6S (LSIG) | 66 | ENW110C4MW6S | On Request | 59
630-1600A | 1000 | Draw-out | 4P | Electrical | TS6S (LSIG) | 66 | ENW110C4NW6S | On Request | 59
630-1600A | 1250 | Draw-out | 3P | Manual | TS6S (LSIG) | 66 | ENW112C3MW6S | On Request | 59
630-1600A | 1250 | Draw-out | 3P | Electrical | TS6S (LSIG) | 66 | ENW112C3NW6S | On Request | 59
630-1600A | 1250 | Draw-out | 4P | Manual | TS6S (LSIG) | 66 | ENW112C4MW6S | On Request | 59
630-1600A | 1250 | Draw-out | 4P | Electrical | TS6S (LSIG) | 66 | ENW112C4NW6S | On Request | 59
630-1600A | 1600 | Draw-out | 3P | Manual | TS6S (LSIG) | 66 | ENW116C3MW6S | On Request | 59
630-1600A | 1600 | Draw-out | 3P | Electrical | TS6S (LSIG) | 66 | ENW116C3NW6S | On Request | 59
630-1600A | 1600 | Draw-out | 4P | Manual | TS6S (LSIG) | 66 | ENW116C4MW6S | On Request | 59
630-1600A | 1600 | Draw-out | 4P | Electrical | TS6S (LSIG) | 66 | ENW116C4NW6S | On Request | 59
630-1600A | 630 | Draw-out | 3P | Manual | TS2S (LSI) | 66 | ENW106C3MW2S | On Request | 59
630-1600A | 630 | Draw-out | 3P | Electrical | TS2S (LSI) | 66 | ENW106C3NW2S | On Request | 59
630-1600A | 630 | Draw-out | 4P | Manual | TS2S (LSI) | 66 | ENW106C3MW2S | On Request | 59
630-1600A | 630 | Draw-out | 4P | Electrical | TS2S (LSI) | 66 | ENW106C3NW2S | On Request | 59
630-1600A | 800 | Draw-out | 3P | Manual | TS2S (LSI) | 66 | ENW108C3MW2S | On Request | 59
630-1600A | 800 | Draw-out | 3P | Electrical | TS2S (LSI) | 66 | ENW108C3NW2S | On Request | 59
630-1600A | 800 | Draw-out | 4P | Manual | TS2S (LSI) | 66 | ENW108C4MW2S | On Request | 59
630-1600A | 800 | Draw-out | 4P | Electrical | TS2S (LSI) | 66 | ENW108C4NW2S | On Request | 59
630-1600A | 1000 | Draw-out | 3P | Manual | TS2S (LSI) | 66 | ENW110C3MW2S | On Request | 59
630-1600A | 1000 | Draw-out | 3P | Electrical | TS2S (LSI) | 66 | ENW110C3NW2S | On Request | 59
630-1600A | 1000 | Draw-out | 4P | Manual | TS2S (LSI) | 66 | ENW110C4MW2S | On Request | 59
630-1600A | 1000 | Draw-out | 4P | Electrical | TS2S (LSI) | 66 | ENW110C4NW2S | On Request | 59
630-1600A | 1250 | Draw-out | 3P | Manual | TS2S (LSI) | 66 | ENW112C3MW2S | On Request | 59
630-1600A | 1250 | Draw-out | 3P | Electrical | TS2S (LSI) | 66 | ENW112C3NW2S | On Request | 59
630-1600A | 1250 | Draw-out | 4P | Manual | TS2S (LSI) | 66 | ENW112C4MW2S | On Request | 59
630-1600A | 1250 | Draw-out | 4P | Electrical | TS2S (LSI) | 66 | ENW112C4NW2S | On Request | 59
630-1600A | 1600 | Draw-out | 3P | Manual | TS2S (LSI) | 66 | ENW116C3MW2S | On Request | 59
630-1600A | 1600 | Draw-out | 3P | Electrical | TS2S (LSI) | 66 | ENW116C3NW2S | On Request | 59
630-1600A | 1600 | Draw-out | 4P | Manual | TS2S (LSI) | 66 | ENW116C4MW2S | On Request | 59
630-1600A | 1600 | Draw-out | 4P | Electrical | TS2S (LSI) | 66 | ENW116C4NW2S | On Request | 59
630-1600A | 630 | Fixed | 3P | Manual | TS6S (LSIG) | 66 | ENW106C3MF6S | On Request | 60
630-1600A | 630 | Fixed | 3P | Electrical | TS6S (LSIG) | 66 | ENW106C3NF6S | On Request | 60
630-1600A | 630 | Fixed | 4P | Manual | TS6S (LSIG) | 66 | ENW106C4MF6S | On Request | 60
630-1600A | 630 | Fixed | 4P | Electrical | TS6S (LSIG) | 66 | ENW106C4NF6S | On Request | 60
630-1600A | 800 | Fixed | 3P | Manual | TS6S (LSIG) | 66 | ENW108C3MF6S | On Request | 60
630-1600A | 800 | Fixed | 3P | Electrical | TS6S (LSIG) | 66 | ENW108C3NF6S | On Request | 60
630-1600A | 800 | Fixed | 4P | Manual | TS6S (LSIG) | 66 | ENW108C4MF6S | On Request | 60
630-1600A | 800 | Fixed | 4P | Electrical | TS6S (LSIG) | 66 | ENW108C4NF6S | On Request | 60
630-1600A | 1000 | Fixed | 3P | Manual | TS6S (LSIG) | 66 | ENW110C3MF6S | On Request | 60
630-1600A | 1000 | Fixed | 3P | Electrical | TS6S (LSIG) | 66 | ENW110C3NF6S | On Request | 60
630-1600A | 1000 | Fixed | 4P | Manual | TS6S (LSIG) | 66 | ENW110C4MF6S | On Request | 60
630-1600A | 1000 | Fixed | 4P | Electrical | TS6S (LSIG) | 66 | ENW110C4NF6S | On Request | 60
630-1600A | 1250 | Fixed | 3P | Manual | TS6S (LSIG) | 66 | ENW112C3MF6S | On Request | 60
630-1600A | 1250 | Fixed | 3P | Electrical | TS6S (LSIG) | 66 | ENW112C3NF6S | On Request | 60
630-1600A | 1250 | Fixed | 4P | Manual | TS6S (LSIG) | 66 | ENW112C4MF6S | On Request | 60
630-1600A | 1250 | Fixed | 4P | Electrical | TS6S (LSIG) | 66 | ENW112C4NF6S | On Request | 60
630-1600A | 1600 | Fixed | 3P | Manual | TS6S (LSIG) | 66 | ENW116C3MF6S | On Request | 60
630-1600A | 1600 | Fixed | 3P | Electrical | TS6S (LSIG) | 66 | ENW116C3NF6S | On Request | 60
630-1600A | 1600 | Fixed | 4P | Manual | TS6S (LSIG) | 66 | ENW116C4MF6S | On Request | 60
630-1600A | 1600 | Fixed | 4P | Electrical | TS6S (LSIG) | 66 | ENW116C4NF6S | On Request | 60
630-1600A | 630 | Fixed | 3P | Manual | TS2S (LSI) | 66 | ENW106C3MF2S | On Request | 60
630-1600A | 630 | Fixed | 3P | Electrical | TS2S (LSI) | 66 | ENW106C3NF2S | On Request | 60
630-1600A | 630 | Fixed | 4P | Manual | TS2S (LSI) | 66 | ENW106C4MF2S | On Request | 60
630-1600A | 630 | Fixed | 4P | Electrical | TS2S (LSI) | 66 | ENW106C4NF2S | On Request | 60
630-1600A | 800 | Fixed | 3P | Manual | TS2S (LSI) | 66 | ENW108C3MF2S | On Request | 60
630-1600A | 800 | Fixed | 3P | Electrical | TS2S (LSI) | 66 | ENW108C3NF2S | On Request | 60
630-1600A | 800 | Fixed | 4P | Manual | TS2S (LSI) | 66 | ENW108C4MF2S | On Request | 60
630-1600A | 800 | Fixed | 4P | Electrical | TS2S (LSI) | 66 | ENW108C4NF2S | On Request | 60
630-1600A | 1000 | Fixed | 3P | Manual | TS2S (LSI) | 66 | ENW110C3MF2S | On Request | 60
630-1600A | 1000 | Fixed | 3P | Electrical | TS2S (LSI) | 66 | ENW110C3NF2S | On Request | 60
630-1600A | 1000 | Fixed | 4P | Manual | TS2S (LSI) | 66 | ENW110C4MF2S | On Request | 60
630-1600A | 1000 | Fixed | 4P | Electrical | TS2S (LSI) | 66 | ENW110C4NF2S | On Request | 60
630-1600A | 1250 | Fixed | 3P | Manual | TS2S (LSI) | 66 | ENW112C3MF2S | On Request | 60
630-1600A | 1250 | Fixed | 3P | Electrical | TS2S (LSI) | 66 | ENW112C3NF2S | On Request | 60
630-1600A | 1250 | Fixed | 4P | Manual | TS2S (LSI) | 66 | ENW112C4MF2S | On Request | 60
630-1600A | 1250 | Fixed | 4P | Electrical | TS2S (LSI) | 66 | ENW112C4NF2S | On Request | 60
630-1600A | 1600 | Fixed | 3P | Manual | TS2S (LSI) | 66 | ENW116C3MF2S | On Request | 60
630-1600A | 1600 | Fixed | 3P | Electrical | TS2S (LSI) | 66 | ENW116C3NF2S | On Request | 60
630-1600A | 1600 | Fixed | 4P | Manual | TS2S (LSI) | 66 | ENW116C4MF2S | On Request | 60
630-1600A | 1600 | Fixed | 4P | Electrical | TS2S (LSI) | 66 | ENW116C4NF2S | On Request | 60

## ACB Accessories (NW)
ACB Accessories (NW)
Source: Schneider Electric LV Distribution Products Price List, W.E.F. 01-Apr-2026. Prices INR (MRP).
Group | Description | Voltage/Detail | Reference | Unit_MRP | Page
Gear Motor (MCH) AC | Gear Motor | 100/130 V | 47893 | 81140 | 58
Gear Motor (MCH) AC | Gear Motor | 200/240 V | 47894 | 81140 | 58
Gear Motor (MCH) AC | Gear Motor | 380/415 V | 47896 | 81136 | 58
Gear Motor (MCH) DC | Gear Motor | 24/30 V | 47888 | 81140 | 58
Gear Motor (MCH) DC | Gear Motor | 48/60 V | 47889 | 81140 | 58
Gear Motor (MCH) DC | Gear Motor | 100/125 V | 47890 | 81140 | 58
Gear Motor (MCH) DC | Gear Motor | 200/250 V | 47891 | 81140 | 58
Closing Release (XF) | Closing Release | 24/30 V DC | 33659 | 12232 | 58
Closing Release (XF) | Closing Release | 48/60 V DC | 33660 | 12232 | 58
Closing Release (XF) | Closing Release | 100/130 V AC/DC | MVS15511 | 12232 | 58
Closing Release (XF) | Closing Release | 200/250 V AC/DC | MVS15512 | 12232 | 58
Closing Release (XF) | Closing Release | 380/480 V AC | MVS15513 | 12232 | 58
Opening Release (MX) | Opening Release | 24/30 V DC, 24 V AC | 33659 | 12232 | 58
Opening Release (MX) | Opening Release | 48/60 V DC, 48 V AC | 33660 | 12232 | 58
Opening Release (MX) | Opening Release | 100/130 V AC/DC | 33661 | 12232 | 58
Opening Release (MX) | Opening Release | 200/250 V AC/DC | 33662 | 12232 | 58
Opening Release (MX) | Opening Release | 380/480 V AC | 33664 | 12232 | 58
Terminal Block | For drawout circuit breaker | - | 47849 | 440 | 58
Under Voltage Release (MN) | Undervoltage Release | 24/30 V DC, 24 V AC | 33668 | 12232 | 58
Under Voltage Release (MN) | Undervoltage Release | 48/60 V DC, 48 V AC | 33669 | 12232 | 58
Under Voltage Release (MN) | Undervoltage Release | 100/130 V AC/DC | 33670 | 12232 | 58
Under Voltage Release (MN) | Undervoltage Release | 200/250 V AC/DC | 33671 | 12232 | 58
Under Voltage Release (MN) | Undervoltage Release | 380/480 V AC | 33673 | 12232 | 58
MN Delay Unit | MN Delay Unit | 48/60 V AC/DC Rr adj | 33680 | 16511 | 58
MN Delay Unit | MN Delay Unit | 100/130 V AC/DC Rr adj | 33681 | 16511 | 58
MN Delay Unit | MN Delay Unit | 200/250 V AC/DC Rr adj | 33682 | 16511 | 58
MN Delay Unit | MN Delay Unit | 380/480 V AC/DC Rr adj | 33683 | 16511 | 58
MN Delay Unit | MN Delay Unit | 100/130 V AC/DC R non-adj | 33684 | 15378 | 58
MN Delay Unit | MN Delay Unit | 200/250 V AC/DC R non-adj | 33685 | 15378 | 58
ON/OFF Indication Contacts | 1 additional block of 4 contacts | - | 47887 | 11044 | 58
Door Interlock (VPECD) | On right hand side of chassis | - | 47914 | 5445 | 58
Operation Counter | Operation Counter CDM | - | 48535 | 15477 | 58

## Transfer Switches (ATS)
Transfer Switches (ATS)
Source: Schneider Electric LV Distribution Products Price List, W.E.F. 01-Apr-2026. Prices INR (MRP).
Family | Frame | Rating_A | Poles | Type | Controller | Reference | Unit_MRP | Page | Notes
WATSN | WATSN | 63 | 2P | Automatic (ATS) | Built-in uP | NA00632V | 42640 | 76
WATSN | WATSN | 63 | 3P | Automatic (ATS) | Built-in uP | NA00633V | 44200 | 76
WATSN | WATSN | 63 | 4P | Automatic (ATS) | Built-in uP | NA00634V | 45240 | 76
WATSN | WATSN | 100 | 2P | Automatic (ATS) | Built-in uP | NA01002V | 53560 | 76
WATSN | WATSN | 100 | 3P | Automatic (ATS) | Built-in uP | NA01003V | 55120 | 76
WATSN | WATSN | 100 | 4P | Automatic (ATS) | Built-in uP | NA01004V | 57200 | 76
WATSN | WATSN | 160 | 2P | Automatic (ATS) | Built-in uP | N2A01602V | 85280 | 76
WATSN | WATSN | 160 | 3P | Automatic (ATS) | Built-in uP | N2A01603V | 86320 | 76
WATSN | WATSN | 160 | 4P | Automatic (ATS) | Built-in uP | N2A01604V | 87360 | 76
WATSN | WATSN | 250 | 3P | Automatic (ATS) | Built-in uP | NA02503V | 156000 | 76
WATSN | WATSN | 250 | 4P | Automatic (ATS) | Built-in uP | NA02504V | 161200 | 76
WATSN | WATSN | 400 | 3P | Automatic (ATS) | Built-in uP | NA04003V | 265200 | 76
WATSN | WATSN | 400 | 4P | Automatic (ATS) | Built-in uP | NA04004V | 286000 | 76
WATSN | WATSN | 630 | 3P | Automatic (ATS) | Built-in uP | NA06303V | 332800 | 76
WATSN | WATSN | 630 | 4P | Automatic (ATS) | Built-in uP | NA06304V | 343200 | 76
WATSN | WATSN | 63 | 2P | Remote (RTS) | Remote | NR00632 | On Request | 76
WATSN | WATSN | 63 | 3P | Remote (RTS) | Remote | NR00633 | On Request | 76
WATSN | WATSN | 63 | 4P | Remote (RTS) | Remote | NR00634 | On Request | 76
WATSN | WATSN | 100 | 2P | Remote (RTS) | Remote | NR01002 | On Request | 76
WATSN | WATSN | 100 | 3P | Remote (RTS) | Remote | NR01003 | On Request | 76
WATSN | WATSN | 100 | 4P | Remote (RTS) | Remote | NR01004 | On Request | 76
WATSN | WATSN | 160 | 2P | Remote (RTS) | Remote | N2R01602 | On Request | 76
WATSN | WATSN | 160 | 3P | Remote (RTS) | Remote | N2R01603 | On Request | 76
WATSN | WATSN | 160 | 4P | Remote (RTS) | Remote | N2R01604 | On Request | 76
WATSN | WATSN | 250 | 3P | Remote (RTS) | Remote | NR02503 | On Request | 76
WATSN | WATSN | 250 | 4P | Remote (RTS) | Remote | NR02504 | On Request | 76
WATSN | WATSN | 400 | 3P | Remote (RTS) | Remote | NR04003 | On Request | 76
WATSN | WATSN | 400 | 4P | Remote (RTS) | Remote | NR04004 | On Request | 76
WATSN | WATSN | 630 | 3P | Remote (RTS) | Remote | NR06303 | On Request | 76
WATSN | WATSN | 630 | 4P | Remote (RTS) | Remote | NR06304 | On Request | 76
WATSN | WATSN Accessory | - | - | Accessory | DC24V Constant voltage fire linkage | NF001 | On Request | 76
WATSN | WATSN Accessory | - | - | Accessory | DC24V Pulse fire linkage | NF002 | On Request | 76
WATSN | WATSN Accessory | - | - | Accessory | AC220V Constant voltage fire linkage | NF003 | On Request | 76
WATSN | WATSN Accessory | - | - | Accessory | AC220V Pulse fire linkage | NF004 | On Request | 76
WATSN | WATSN Accessory | - | - | Accessory | Passive fire linkage | NF005 | On Request | 76
WATSN | WATSN Accessory | - | - | Accessory | Genset control module | NF006 | On Request | 76
WATSN | WATSN Accessory | - | - | Accessory | Genset control & Communication module | NF008 | On Request | 76
WATSN | WATSN Accessory | - | - | Accessory | Remote control to S2 | NF012 | On Request | 76
WATSN | WATSN Accessory | - | - | Accessory | Modbus communication module RS485 | NF007 | On Request | 76
WATSN | WATSN Accessory | - | - | Accessory | T-Helper Operation & maintenance | NF028 | On Request | 76
WOTPC | WOTPC | 1000 | 3P | Automatic (ATS) | Built-in uP | OT10003D5VI | On Request | 67 | AC33A, 65kA 3s/90kA 1s
WOTPC | WOTPC | 1000 | 4P | Automatic (ATS) | Built-in uP | OT10004D5VI | On Request | 67 | AC33A, 65kA 3s/90kA 1s
WOTPC | WOTPC | 1250 | 3P | Automatic (ATS) | Built-in uP | OT12503D5VI | On Request | 67 | AC33A, 65kA 3s/90kA 1s
WOTPC | WOTPC | 1250 | 4P | Automatic (ATS) | Built-in uP | OT12504D5VI | On Request | 67 | AC33A, 65kA 3s/90kA 1s
WOTPC | WOTPC | 1600 | 3P | Automatic (ATS) | Built-in uP | OT16003D5VI | On Request | 67 | AC33A, 65kA 3s/90kA 1s
WOTPC | WOTPC | 1600 | 4P | Automatic (ATS) | Built-in uP | OT16004D5VI | On Request | 67 | AC33A, 65kA 3s/90kA 1s
WOTPC | WOTPC | 2000 | 3P | Automatic (ATS) | Built-in uP | OT20003D5VI | On Request | 67 | AC33A, 65kA 3s/90kA 1s
WOTPC | WOTPC | 2000 | 4P | Automatic (ATS) | Built-in uP | OT20004D5VI | On Request | 67 | AC33A, 65kA 3s/90kA 1s
WOTPC | WOTPC | 2500 | 3P | Automatic (ATS) | Built-in uP | OT25003D5VI | On Request | 67 | AC33A, 65kA 3s/90kA 1s
WOTPC | WOTPC | 2500 | 4P | Automatic (ATS) | Built-in uP | OT25004D5VI | On Request | 67 | AC33A, 65kA 3s/90kA 1s
WOTPC | WOTPC | 3200 | 3P | Automatic (ATS) | Built-in uP | OT32003D5I | On Request | 67 | AC33A, 65kA 3s/90kA 1s
WOTPC | WOTPC | 3200 | 4P | Automatic (ATS) | Built-in uP | OT32004D5I | On Request | 67 | AC33A, 65kA 3s/90kA 1s
WOTPC | WOTPC | 4000 | 3P | Automatic (ATS) | Built-in uP | OT40003D5I | On Request | 67 | AC33A, 65kA 3s/90kA 1s
WOTPC | WOTPC | 4000 | 4P | Automatic (ATS) | Built-in uP | OT40004D5I | On Request | 67 | AC33A, 65kA 3s/90kA 1s
WOTPC | WOTPC Accessory | - | - | Accessory | Phase Partition (each) | W0OT0001I | On Request | 67
WOTPC | WOTPC Accessory | - | - | Accessory | Extension Harness (4m) | W0OT0002I | On Request | 67
WOTPC | WOTPC Accessory | - | - | Accessory | Copper bar for Vertical Wiring | W0OT0003I | On Request | 67
TransferPacT Active | TA10 | 32 | 2P | Automatic (ATS) | Built-in uP | TA10D2L0323TPE | On Request | 69 | AC33A/B
TransferPacT Active | TA10 | 32 | 4P | Automatic (ATS) | Built-in uP | TA10D4L0324TPE | On Request | 69 | AC33A/B
TransferPacT Active | TA10 | 40 | 2P | Automatic (ATS) | Built-in uP | TA10D2L0403TPE | On Request | 69 | AC33A/B
TransferPacT Active | TA10 | 40 | 4P | Automatic (ATS) | Built-in uP | TA10D4L0404TPE | On Request | 69 | AC33A/B
TransferPacT Active | TA10 | 50 | 2P | Automatic (ATS) | Built-in uP | TA10D2L0503TPE | On Request | 69 | AC33A/B
TransferPacT Active | TA10 | 50 | 4P | Automatic (ATS) | Built-in uP | TA10D4L0504TPE | On Request | 69 | AC33A/B
TransferPacT Active | TA10 | 63 | 2P | Automatic (ATS) | Built-in uP | TA10D2L0633TPE | On Request | 69 | AC33A/B
TransferPacT Active | TA10 | 63 | 4P | Automatic (ATS) | Built-in uP | TA10D4L0634TPE | On Request | 69 | AC33A/B
TransferPacT Active | TA10 | 80 | 2P | Automatic (ATS) | Built-in uP | TA10D2L0803TPE | On Request | 69 | AC33A/B
TransferPacT Active | TA10 | 80 | 4P | Automatic (ATS) | Built-in uP | TA10D4L0804TPE | On Request | 69 | AC33A/B
TransferPacT Active | TA10 | 100 | 2P | Automatic (ATS) | Built-in uP | TA10D2L1003TPE | On Request | 69 | AC33A/B
TransferPacT Active | TA10 | 100 | 4P | Automatic (ATS) | Built-in uP | TA10D4L1004TPE | On Request | 69 | AC33A/B
TransferPacT Active | TA16 | 80 | 4P | Automatic (ATS) | Built-in uP | TA16D4L0804TPE | On Request | 69 | AC33A/B
TransferPacT Active | TA16 | 100 | 4P | Automatic (ATS) | Built-in uP | TA16D4L1004TPE | On Request | 69 | AC33A/B
TransferPacT Active | TA16 | 125 | 4P | Automatic (ATS) | Built-in uP | TA16D4L1254TPE | On Request | 69 | AC33A/B
TransferPacT Active | TA16 | 160 | 4P | Automatic (ATS) | Built-in uP | TA16D4L1604TPE | On Request | 69 | AC33A/B
TransferPacT Active | TA25 | 200 | 4P | Automatic (ATS) | Built-in uP | TA25D4L2004TPE | On Request | 69 | AC33A/B
TransferPacT Active | TA25 | 250 | 4P | Automatic (ATS) | Built-in uP | TA25D4L2504TPE | On Request | 69 | AC33A/B
TransferPacT Active | TA63 | 320 | 4P | Automatic (ATS) | Built-in uP | TA63D4L3204TPE | On Request | 69 | AC33A/B
TransferPacT Active | TA63 | 400 | 4P | Automatic (ATS) | Built-in uP | TA63D4L4004TPE | On Request | 69 | AC33A/B
TransferPacT Active | TA63 | 500 | 4P | Automatic (ATS) | Built-in uP | TA63D4L5004TPE | On Request | 69 | AC33A/B
TransferPacT Active | TA63 | 630 | 4P | Automatic (ATS) | Built-in uP | TA63D4L6304TPE | On Request | 69 | AC33A/B
TransferPacT Active | TA80 | 800 | 4P | Automatic (ATS) | Built-in uP | TA80D4L8004TPE | On Request | 69 | AC33A/B
TransferPacT Active | TA1A | 800 | 4P | Automatic (ATS) | Built-in uP | TA1AD4L8004TPE | On Request | 69 | AC33A/B
TransferPacT Active | TA1A | 1000 | 4P | Automatic (ATS) | Built-in uP | TA1AD4L10H4TPE | On Request | 69 | AC33A/B
TransferPacT Active | TA1A | 1200 | 4P | Automatic (ATS) | Built-in uP | TA1AD4L12H4TPE | On Request | 69 | AC33A/B
TransferPacT Active | TA1A | 1600 | 4P | Automatic (ATS) | Built-in uP | TA1AD4L16H4TPE | On Request | 69 | AC33A/B
TransferPacT UC | ATS Kit | - | - | Controller/Kit | UC 230V AC 50/60Hz; 208V L-L | TUC2BMS051D02E | On Request | 51
TransferPacT UC | ATS Kit | - | - | Controller/Kit | UC 440V AC 50/60Hz; 380V L-L | TUC2BMS052D02E | On Request | 51
TransferPacT UC | ATS Kit | - | - | Controller/Kit | UC 220V AC 50/60Hz; 220V L-N | TUC2BMS053D02E | On Request | 51
TransferPacT UC | ATS Kit | - | - | Controller/Kit | Voltage sampling cable NSX 250 | TPCOTH87 | On Request | 51
TransferPacT UC | ATS Kit | - | - | Controller/Kit | Voltage sampling cable NSX 630/NS1600/MTZ1,2,3 | TPCOTH88 | On Request | 51
ASCO Series 7000 | D | 30 | 4P | Automatic (ATS) | Series 7000 Group 5 | D07ATSC30030K500 | On Request | 66 | Overlapping Neutral
ASCO Series 7000 | D | 70 | 4P | Automatic (ATS) | Series 7000 Group 5 | D07ATSC30070K500 | On Request | 66 | Overlapping Neutral
ASCO Series 7000 | D | 104 | 4P | Automatic (ATS) | Series 7000 Group 5 | D07ATSC30100K500 | On Request | 66 | Overlapping Neutral
ASCO Series 7000 | D | 150 | 4P | Automatic (ATS) | Series 7000 Group 5 | D07ATSC30150K500 | On Request | 66 | Overlapping Neutral
ASCO Series 7000 | D | 200 | 4P | Automatic (ATS) | Series 7000 Group 5 | D07ATSC30200K500 | On Request | 66 | Overlapping Neutral
ASCO Series 7000 | D | 230 | 4P | Automatic (ATS) | Series 7000 Group 5 | D07ATSC30230K500 | On Request | 66 | Overlapping Neutral
ASCO Series 7000 | J | 260 | 4P | Automatic (ATS) | Series 7000 Group 5 | J07ATSC30260K500 | On Request | 66 | Overlapping Neutral
ASCO Series 7000 | J | 400 | 4P | Automatic (ATS) | Series 7000 Group 5 | J07ATSC30400K500 | On Request | 66 | Overlapping Neutral
ASCO Series 7000 | J | 600 | 4P | Automatic (ATS) | Series 7000 Group 5 | J07ATSC30600K500 | On Request | 66 | Overlapping Neutral
ASCO Series 7000 | H | 800 | 4P | Automatic (ATS) | Series 7000 Group 5 | H07ATSC30800K500 | On Request | 66 | Overlapping Neutral
ASCO Series 7000 | H | 1000 | 4P | Automatic (ATS) | Series 7000 Group 5 | H07ATSC31000K500 | On Request | 66 | Overlapping Neutral
ASCO Series 7000 | H | 1200 | 4P | Automatic (ATS) | Series 7000 Group 5 | H07ATSC31200K500 | On Request | 66 | Overlapping Neutral
ASCO Series 7000 | G | 1600 | 4P | Automatic (ATS) | Series 7000 Group 5 | G07ATSC31600K500 | On Request | 66 | Overlapping Neutral
ASCO Series 7000 | G | 2000 | 4P | Automatic (ATS) | Series 7000 Group 5 | G07ATSC32000K500 | On Request | 66 | Overlapping Neutral
ASCO Series 7000 | G | 2600 | 4P | Automatic (ATS) | Series 7000 Group 5 | G07ATSC32600K500 | On Request | 66 | Overlapping Neutral
ASCO Series 7000 | G | 3000 | 4P | Automatic (ATS) | Series 7000 Group 5 | G07ATSC33000K500 | On Request | 66 | Overlapping Neutral
ASCO Series 7000 | G | 3200 | 4P | Automatic (ATS) | Series 7000 Group 5 | G07ATSC33200K500 | On Request | 66 | Overlapping Neutral
ASCO Series 7000 | G | 4000 | 4P | Automatic (ATS) | Series 7000 Group 5 | G7ATSC34000K5X40RM | On Request | 66 | Overlapping Neutral
ASCO Series 300 | D | 30 | 4P | Automatic (ATS) | Series 300 Group G | D03ATSC30030KG00 | On Request | 66 | Overlapping Neutral
ASCO Series 300 | D | 70 | 4P | Automatic (ATS) | Series 300 Group G | D03ATSC30070KG00 | On Request | 66 | Overlapping Neutral
ASCO Series 300 | D | 104 | 4P | Automatic (ATS) | Series 300 Group G | D03ATSC30104KG00 | On Request | 66 | Overlapping Neutral
ASCO Series 300 | D | 150 | 4P | Automatic (ATS) | Series 300 Group G | D03ATSC30150KG00 | On Request | 66 | Overlapping Neutral
ASCO Series 300 | D | 200 | 4P | Automatic (ATS) | Series 300 Group G | D03ATSC30200KG00 | On Request | 66 | Overlapping Neutral
ASCO Series 300 | D | 230 | 4P | Automatic (ATS) | Series 300 Group G | D03ATSC30230KG00 | On Request | 66 | Overlapping Neutral
ASCO Series 300 | J | 260 | 4P | Automatic (ATS) | Series 300 Group G | J03ATSC30260KG00 | On Request | 66 | Overlapping Neutral
ASCO Series 300 | J | 400 | 4P | Automatic (ATS) | Series 300 Group G | J03ATSC30400KG00 | On Request | 66 | Overlapping Neutral
ASCO Series 300 | J | 600 | 4P | Automatic (ATS) | Series 300 Group G | J03ATSC30600KG00 | On Request | 66 | Overlapping Neutral
ASCO Series 300 | H | 800 | 4P | Automatic (ATS) | Series 300 Group G | H03ATSC30800KG00 | On Request | 66 | Overlapping Neutral
ASCO Series 300 | H | 1000 | 4P | Automatic (ATS) | Series 300 Group G | H03ATSC31000KG00 | On Request | 66 | Overlapping Neutral
ASCO Series 300 | H | 1200 | 4P | Automatic (ATS) | Series 300 Group G | H03ATSC31200KG00 | On Request | 66 | Overlapping Neutral
ASCO Series 300 | G | 1600 | 4P | Automatic (ATS) | Series 300 Group G | G03ATSC31600KG00 | On Request | 66 | Overlapping Neutral
ASCO Series 300 | G | 2000 | 4P | Automatic (ATS) | Series 300 Group G | G03ATSC32000KG00 | On Request | 66 | Overlapping Neutral
ASCO Series 300 | G | 2600 | 4P | Automatic (ATS) | Series 300 Group G | G03ATSC32600KG00 | On Request | 66 | Overlapping Neutral
ASCO Series 300 | G | 3000 | 4P | Automatic (ATS) | Series 300 Group G | G03ATSC33000KG00 | On Request | 66 | Overlapping Neutral
ASCO Series 300 | G | 3200 | 4P | Automatic (ATS) | Series 300 Group G | G03ATSC33200KG00 | On Request | 66 | Overlapping Neutral

## Category Technical Data
Category Technical Data
Source: Schneider Electric LV Distribution Products Price List, W.E.F. 01-Apr-2026. Prices INR (MRP).
Family | Sub_Range | Parameter | Value / Specification | Page
EasyPact CVS | 16-630A | Product type | MCCB & Switch Disconnector | 10
EasyPact CVS | 16-630A | Rated current | 16 A to 630 A | 10
EasyPact CVS | 16-630A | Breaking capacity | 25-50 kA (Ics = 100% Icu) | 10
EasyPact CVS | 16-630A | Standard | IEC 60947-2 (BIS Certified) | 10
EasyPact CVS | 16-630A | Trip units | TMD, MA, Electronic ETS 2.2/2.3 (LSoI 40-630A), ETS 6 (LSIG 25-630A) | 10
EasyPact CVS | 16-630A | Poles | 3P & 4P | 10
EasyPact CVS | 16-630A | Isolation | Class 2 front face, locking OFF, suitable for isolation | 10
EasyPact CVS | 40-630A ETS 2.x | Adjustable overload / short circuit | OL 0.4-1xIn ; SC 1.4-10xIr ; neutral N,N/2,OFF (4P) | 13
EasyPact CVS | 25-630A ETS 6 | Protection | LSIG, variable L,S,I,G + L,S,G delays; LCD last-fault history | 15
EasyPact CVS | Motor MA | Breaking / setting | 50kA; Im 6-14xIn (100), 9-14xIn (160/250), 6-13xIn (400/630) | 14
EasyPact CVS | Switch Disconnector | Spec | BIS up to 250A; AC22A/AC23A; positive contact indication | 16
EasyPact CVS | 500V DC | Icu | 70kA (16-160A), 20kA (200-630A) @ 250/500 VDC | 16
EasyPact CVS | 800-1250A | Spec | 800/1000/1250A; 50kA @415VAC; NA/ETS2(LSI)/ETS6(LSIG); IEC 60947-1&2 | 20
EasyPact CVS | 800-1250A | ACB variant note | Prices On Request (catalogue p22) | 22
ComPacT NSX | 16-630A | Product type | MCCB & Switch Disconnector, up to 690V | 24
ComPacT NSX | 16-630A | Rated current | 16 A to 630 A | 24
ComPacT NSX | 16-630A | Breaking capacity | 25/36/50/70 kA at 415V (B/F/N/H); S=100kA, L/R higher | 30
ComPacT NSX | 16-630A | Trip units | TM-D (thermal-magnetic), MA (motor), Micrologic 2 (LS0IN), Micrologic 6A (LSIG) | 30
ComPacT NSX | 16-630A | TM-D settings | Thermal 0.7-1xIn; magnetic 5-10xIr (**200/250A) | 30
ComPacT NSX | 16-630A | Micrologic 2 | OL 0.4-1xIn; SC 1.5-10xIr; LED indication; 2 frames to 630A | 31
ComPacT NSX | 16-630A | Micrologic 6A | OL Ir 0.4-1xIn tr 0.5-16s; SC/EF adjustable; ZSI standard; metering & diagnostics | 32
ComPacT NSX | DC Network | Spec | TM-D DC; 36kA & 100kA; 400-600A (up to 1200A range) | 33
ComPacT NSX | NSX400K | 800/1000V AC | Micrologic 2.3 LSoI; 36kA@800VAC, 10kA@1000VAC; long terminal shields mandatory | 34
ComPacT NSX | GFP | Ground Fault Protection | Modular; EF sensitivity 10-60%; time Inst/0.5-3s; order shunt trip coil | 38
ComPacT NSX | VigiPacT | Earth Leakage | IEC 60947-2 anx B; Type A; In 0.03-3A; time 0-4s; self-powered | 38
ComPact NS | 800-1600A | Product type | MCCB Category B & Switch Disconnector | 39
ComPact NS | 800-1600A | Metering / features | Ethernet monitoring; energy metering class 2%; total discrimination; Micrologic trip units | 41
ComPact NS | 800-1600A | Micrologic units | 2.0 (LI), 6.0A (LSIG), 6.0E (energy metering), 6.0P (power) | 41
ComPact NS | 800-1250A New Gen | Reference codes | 50/70kA; 800/1000/1250A; LSI/LSIG; Fixed; Manual/Electrical - prices On Request | 42
EasyPact EZC | 15-600A | Spec | Global MCCB 15-600A; up to 550VAC; 1P/2P/3P/4P; DC to 250VDC (15-250A, up to 30kA); RoHS | 43
ComPact INS/INV | 40-2500A | Spec | Switch Disconnectors; 500V/690V; AC-23A; no derating to 60C; IEC 60947-3; common accessories with NSX | 45
SDF / FuPact | 32-1250A | Spec | NX 32-630A (TP/TPN/FP, DIN/BS); ISFT 100-630A; ISFL 160-1250A; short-circuit & overload protection + isolation | 46
Vigirex | Earth Leakage Relay | Spec | Sensitivity 30mA-30A; time 0-4.5s; toroids to 630A, rectangular sensor to 3200A; 400Hz | 44
EasyPact NW | 630-4000A | Product type | Air Circuit Breaker & Switch Disconnector | 52
EasyPact NW | 630-4000A | Breaking capacity | Size1 Type C: Icu 66kA/Ics 55kA/Icw 50kA(1s); Size2 Type N: 50kA; Type H: 66kA @440V | 53
EasyPact NW | 630-4000A | Trip systems | TSS/TS2S (LI/LSI/LSIG no display), TSE/TS2E (metering), TSA/TS6A/TS6E (LCD) | 53
EasyPact NW | 630-4000A | Features | BIS; IS/IEC 60947-2&3; no derating to 50C; ZSI; NFC to EPD app; fully rated neutral | 54
EasyPact NW | ACB variant pricing | Switch Disconnector | Base TS6S ref, replace 6S->0D; reduce Rs.23120 | 54
EasyPact NW | ACB variant pricing | TS6A trip (LCD current metering) | Replace 6S->6A; add Rs.11800 | 54
EasyPact NW | ACB variant pricing | TS6E trip (LCD current+voltage+last10) | Replace 6S->6E; add Rs.27220 | 54
EasyPact NW | ACB variant pricing | TS2A trip (LCD current metering) | Replace 2S->2A; add Rs.5460 | 55
EasyPact NW | ACB variant pricing | TS2E trip (LCD current+voltage+last10) | Replace 2S->2E; add Rs.17020 | 55
ASCO Series 7000 MV | Medium Voltage | Spec | 12/17.5kV; 3.3-13.8kV; 630-2500A; IEC 62271-200; delayed/closed transition | 64
ASCO Series 7000/300 | LV/MV | Spec | 30-4000A (LV) / 1200-3000A (MV); OTTS/DTTS/CTTS; UL 1008; transfer <100ms | 66
WOTPC | 1000-4000A | Spec | IEC 60947-6-1; AC33A; 65kA 3s / 90kA 1s; RS485; solenoid uP controller | 67
TransferPacT Active | 32-1600A | Spec | IEC 60947-6-1; AC33A/B; 3-pos open transition; -25 to 70C; plug&play modules; IEC 62443 SL1 | 68
TransferPacT Active | Accessories | Function modules | Comm (Modbus), Fire protection, Genset/Load shedding, HMI/LCD/Rotary display - prices On Request | 70
WATSN | 63-630A | Spec | ATS & RTS; IEC 60947-6-1; AC33B; 3-position open transition; <100ms; footprint -30% | 76